## Form Instructions
Central Hudson Measure Qualification Tool
Copyright © 2026 ICF Resources, LLC, All Rights Reserved. Do not copy, distribute or quote without ICF’s written permission.
Form Instructions
1. Read "Eligibility Requirements" for detailed information on participation for this program.
2. This worksheet is required for all Custom or Comprehensive Efficiency projects.
3. Enter the required project information in the blue shaded areas only. Reach out to an Account Manager with any questions.
- All other information will be populated automatically.
4. Save file with a project name and date using the naming convention: project name_YY_MM_DD.xls.
Inputs
Custom Project Input Fields |  | Description
1. | Project Name: | Enter the project name for the proposed measure upgrade.
2. | Measure Name: | Enter the primary equipment being installed or upgraded.
3. | Measure Category: | Select the appropriate category from the dropdown menu. If none are applicable use "Other".
4. | Measure Life: | Formula pulls measure life based on the table on the "Equipment Measure Life" sheet. Value can be overridden if necessary.
5. | Customer Name: | Enter the name of the company.
6. | Project Address: | Enter the street address where the project is located.
7. | Project City: | Enter the city where the project is located.
8. | Customer Contact: | Enter the name of the contact person for the project.
9. | Phone: | Enter the phone number for the contact person.
10. | Email: | Enter the email address for the contact person.
11. | Electric/Gas Account No: | Enter the customer utility account number.
12. | CHG&E Rate: | Select the appropriate utility rate from the drop down menu.
Pre-Approval Stage
13. | Baseline State: | Enter the baseline energy consumption (kWh), demand (kW), Natural Gas MMBTU, and/or Other Fossil Fuel MMBTU if applicable, installation and equipment cost. Baseline State costs are not required for Retrofit projects.
14. | Efficient State: | Enter the Efficient energy consumption (kWh), demand (kW), Natural Gas MMBTU, and/or Other Fossil Fuel MMBTU if applicable, installation and equipment cost.
Final Approval Stage
15. | Baseline State: | Enter the baseline energy consumption (kWh), demand (kW), Natural Gas MMBTU, and/or Other Fossil Fuel MMBTU if applicable, installation and equipment cost. Baseline State costs are not required for Retrofit projects. This should only differ if something was discovered during pre-inspection changing baseline.
16. | Efficient State: | Enter the Efficient energy consumption (kWh), demand (kW), Natural Gas MMBTU, and/or Other Fossil Fuel MMBTU if applicable, installation and equipment cost. This will only be different from pre-approved criteria if scope of work changed during process of installation.
17. | Pre-approved / Final Project Incentive | Pre-approved incentive will be confirmed by Account Manager via email. Final approval, if adjusted due to changes will be confirmed by Account Manager via email.

## Custom Project Input
Custom Program Measure Qualification Tool
|  |  |  | Tool Version # 2026.0 |  |  |  |  | Version Date: | 2026-02-16
Copyright © 2026 ICF Resources, LLC, All Rights Reserved. Do not copy, distribute or quote without ICF’s written permission.
General Project Information |  |  |  | CHG&E Project Number:
Project Name: |  |  |  | Customer Name:
Measure Name: |  |  |  | Project Address:
Measure Category: |  |  |  | Project City:
Other: |  |  | Whole Building Electric | Customer Contact:
Measure Life: |  |  |  | Phone:
Electric Account No: |  |  |  | CHG&E Rate:
Pre-Approval Stage |  |  |  |  | If needed, enter additional fossil fuel type in blue cell below:
Measure Impacts and Costs |  | Annual Usage |  |  |  | Estimated Costs |  |  | MMBTU Totals
|  | Electricity (kWh) | Peak Demand (kW) | Natural Gas (MMBtu) | Fossil Fuel (MMBtu) | Labor and Materials | Equipment | Total | Total (MMBtu) | Lifetime (LMMBtu)
Baseline State | [7 empty] | 0 | 0
Efficient State | [7 empty] | 0 | 0
Incremental Savings & Costs | [7 empty] | 0 | 0
SCT Benefits | Benefits | [6 empty] | 0
Final Approval Stage
Measure Impacts and Costs |  | Annual Usage |  |  |  | Estimated Costs |  |  | MMBTU Totals
|  | Electricity (kWh) | Peak Demand (kW) | Natural Gas (MMBtu) | Fossil Fuel (MMBtu) | Labor and Materials | Equipment | Total | Total (MMBtu) | Lifetime (LMMBtu)
Baseline State | [7 empty] | 0 | 0
Efficient State | [7 empty] | 0 | 0
Incremental Savings & Costs | [7 empty] | 0 | 0
SCT Benefits | Benefits | [6 empty] | 0
Pre-Approval Project | [5 empty] | Final Project
kWh Savings: | [5 empty] | kWh Savings:
Summer Peak kW: | [5 empty] | Summer Peak kW:
Fossil Fuel MMBtu Savings: | [5 empty] | Fossil Fuel MMBtu Savings:
Total LMMBtu Savings: | [5 empty] | Total LMMBtu Savings:
Pre-Approved Incentive: | [5 empty] | Final Incentive:
Project SCT Ratio: | [5 empty] | Project SCT Ratio:
$/kWh | [5 empty] | $/kWh
$/Lifetime MMBtu | [5 empty] | $/Lifetime MMBtu
NOTES:
Note on D11: Formula pulls measure life based on the table on the "Equipment Measure Life" sheet. Value can be overridden if necessary.

## Comprehensive Custom
Comprehensive Custom Program Measure Qualification Tool
[5 empty] | Tool Version # 2026.0 | [5 empty] | Version Date: | 2026-02-16
Copyright © 2026 ICF Resources, LLC, All Rights Reserved. Do not copy, distribute or quote without ICF’s written permission.
General Project Information |  |  |  |  | CHG&E Project Number:
Project Name: |  |  |  |  | Customer Name:
Measure Name: |  |  |  |  | Project Address:
Electric Account No: |  |  |  |  | Project City:
CHG&E Rate: |  |  |  |  | Customer Contact:
Phone:
Pre-Approval Stage | [6 empty] | If needed, enter additional fossil fuel type in blue cell below:
Measure Name* |  | Measure Life (WAML is rounded) | Incentive Rate ($/LMMBTU) | Annual Savings |  |  | Propane | Estimated Costs |  |  | MMBTU Totals
|  |  |  | Electricity (kWh) | Peak Demand (kW) | Natural Gas (MMBtu) | Fossil Fuel (MMBtu) | Labor and Materials | Equipment | Total | Total (MMBtu) | Lifetime (LMMBtu)
[10 empty] | 0 | 0 | 0
[10 empty] | 0 | 0 | 0
[10 empty] | 0 | 0 | 0
[10 empty] | 0 | 0 | 0
[10 empty] | 0 | 0 | 0
[10 empty] | 0 | 0 | 0
Weighted Averages and Project Totals
SCT Benefits | [9 empty] | 0
Final Approval Stage
Measure Name* |  | Measure Life | Incentive Rate ($/LMMBTU) | Annual Savings |  |  |  | Estimated Costs |  |  | MMBTU Totals
|  |  |  | Electricity (kWh) | Peak Demand (kW) | Natural Gas (MMBtu) | Fossil Fuel (MMBtu) | Labor and Materials | Equipment | Total | Total (MMBtu) | Lifetime (LMMBtu)
[10 empty] | 0 | 0 | 0
[10 empty] | 0 | 0 | 0
[10 empty] | 0 | 0 | 0
[10 empty] | 0 | 0 | 0
[10 empty] | 0 | 0 | 0
[10 empty] | 0 | 0 | 0
Weighted Averages and Project Totals
SCT Benefits | [9 empty] | 0
* If "COT - Other" is selected for measure type. Enter the details in the Notes box below.
Pre-Approval Project | [7 empty] | Final Project
kWh Savings: | [7 empty] | kWh Savings:
Summer Peak kW: | [7 empty] | Summer Peak kW:
Fossil Fuel MMBtu Savings: | [7 empty] | Fossil Fuel MMBtu Savings:
Total LMMBtu Savings: | [7 empty] | Total LMMBtu Savings:
Pre-Approved Incentive: | [7 empty] | Final Incentive:
Project SCT Ratio: | [7 empty] | Project SCT Ratio:
$/kWh | [7 empty] | $/kWh
$/Lifetime MMBtu | [7 empty] | $/Lifetime MMBtu
NOTES:

## Equipment Measure Life
Applicable Program | Measure ID | Measure Description | Effective Useful Life Years | Incentive Rate ($/LMMBTU)*
Custom & Prescriptive | CHS | HVAC System Improvement | 15 | 7
Custom & Prescriptive | CAE | Air Compressor | 13 | 7
Comprehensive Efficiency | CBE | Building Envelope Improvement | 25 | 12
Custom & Prescriptive | CCE | Chiller | 20 | 7
Custom & Prescriptive | CCS | Chiller System Improvement | 15 | 7
Custom & Prescriptive | CAS | Compressed Air System Improvement | 13 | 7
Comprehensive Efficiency | CEM | Energy Management System | 15 | 12
Comprehensive Efficiency | CLC | Lighting Controls | 10 | 12
Custom & Prescriptive | CME | Motors | 15 | 7
Custom & Prescriptive | CPE | Process Equipment Improvement | 10 | 9
Custom & Prescriptive | CPS | Process System Improvement | 10 | 9
Custom & Prescriptive | CRS | Refrigeration System Improvement | 15 | 7
Custom & Prescriptive | CUE | Unitary HVAC | 15 | 7
Custom & Prescriptive | CPV | Process VFD | 15 | 9
Custom & Prescriptive | CAG | Agricultural Efficiency | 10 | 9
Custom & Prescriptive | CEC | Economizer | 10 | 9
Custom & Prescriptive | CER | Energy recovery Ventilator (ERV) | 14 | 9
Custom & Prescriptive | COT | Other | Refer to Manufacture EUL | 7
*Incentive Rate will be applied at most granular level

## Lists (hidden)
Max Incentive Calculator Options
Measure_Type | Measure ID | Measure Description | Effective Useful Life Years | Incentive Rates ($/LMMBTU) | End Use | Baseline Fossil Fuel | Project_Type | Incentive Max as Percent of Incremental Cost | Incentive Cap per Project Per Year | Incentive Rate ($/LMMBtu) | Incentive Bonus Rate | Rate | Definition | Variable | Value | Sourcing Notes
CHS - HVAC System Improvement | CHS | HVAC System Improvement | 15 | 7 | Cooling | Natural Gas | Custom | 75% | 100000 | 7 | 0 | SC 2- Non Demand | Electric Base Delivery Rate | Discount Rate | 6.97% | Central Hudson Gas & Electric Benefit-Cost Analysis Handbook Version 5.0, Table A-1. Utility Weighted Average Cost of Capital, Year 2026, For Use in SCT
CAE - Air Compressor | CAE | Air Compressor | 13 | 7 | Electric Heat | Propane | [5 empty] | SC 2- Secondary Demand | Electric Base Delivery Rate | Realization Rate | 95% | Use Program Specific Number if available
CBE - Building Envelope Improvement | CBE | Building Envelope Improvement | 25 | 12 | Exterior Lighting | Heating Oil | [5 empty] | SC 2 - Primary Demand | Electric Base Delivery Rate | Program Incentive Factor | 100% | Use 100% for screening on incremental cost, appropriate other value for screening on incentive value
CCE - Chiller | CCE | Chiller | 20 | 7 | Heat Recovery | [6 empty] | SC 3 - Large Power Primary | Electric Base Delivery Rate | Contingency Factor | 0% | Derating factor to account for program costs not in cost test.
CCS - Chiller System Improvement | CCS | Chiller System Improvement | 15 | 7 | Heat Rejection | [6 empty] | SC 2 - 1 block in Ccf | Gas Base Delivery Rate | Program Start | 2026
CAS - Compressed Air System Improvement | CAS | Compressed Air System Improvement | 13 | 7 | Interior Lighting | [6 empty] | SC 2 - 2 block in Ccf | Gas Base Delivery Rate
CEM - Energy Management System | CEM | Energy Management System | 15 | 12 | Plug Load | [6 empty] | SC 2 - 3 block in Ccf | Gas Base Delivery Rate
CLC - Lighting Controls | CLC | Lighting Controls | 10 | 12 | Pumps | GHG Emissions | [5 empty] | SC 2 - 4 block in Ccf | Gas Base Delivery Rate
CME - Motors | CME | Motors | 15 | 7 | Refrigeration | TOTAL
CPE - Process Equipment Improvement | CPE | Process Equipment Improvement | 10 | 9 | Ventilation | CO2
CPS - Process System Improvement | CPS | Process System Improvement | 10 | 9 | Water Heating | SO2
CRS - Refrigeration System Improvement | CRS | Refrigeration System Improvement | 15 | 7 | Whole Building Electric | NOX
CUE - Unitary HVAC | CUE | Unitary HVAC | 15 | 7
CPV - Process VFD | CPV | Process VFD | 15 | 9 |  | Approval Stage
CAG - Agricultural Efficiency | CAG | Agricultural Efficiency | 10 | 9 |  | Pre-Approval Stage
CEC - Economizer | CEC | Economizer | 10 | 9 |  | Final Approval Stage
CER - Energy recovery Ventilator (ERV) | CER | Energy recovery Ventilator (ERV) | 14 | 9
COT - Other | COT | Other | Refer to Manufacture EUL | 7
Update Instructions:
-All lists on this worksheet are data validation lists that reflect drop-down options on the Custom Inputs worksheets or universal variables that have defined names under Name Manager.
-Green cells require regular review to assess if an update is needed whenever the tool is being updated.
-Other lists will likely remain unchanged and may require adjustments throughout the tool if changes are needed.
General Notes
-Custom program is currently a catch-all, so multi-measure projects would be included here
-Comprehensive is a new program to CH, so detail is still being developed
-Comprehensive is 1 of 3 categories: EMS+ (1+ measures related to EMS), building envelope improvement+ (insulation, etc), Hard-to-electrify gas (15% or < of overall incentive spend, ex. is deemed hard to do based on lifetime to accomplish and costs)

## Avoided Costs (hidden)
Values Used in Avoided Cost Calculations
Test | Value Stream | Unit | 2026 | 2027 | 2028 | 2029 | 2030 | 2031 | 2032 | 2033 | 2034 | 2035 | 2036 | 2037 | 2038 | 2039 | 2040 | 2041 | 2042 | 2043 | 2044 | 2045 | 2046 | 2047 | 2048 | 2049 | 2050 | 2051 | 2052 | 2053 | 2054 | 2055 | 2056 | 2057 | 2058
All | Avoided Generation Capacity Costs | $/kW-year | 30.9631 | 13.7393 | 0.28879 | 0.18094 | 8.7647 | 21.8657 | 31.6383 | 41.9619 | 50.9474 | 60.2634 | 69.1672 | 77.7626 | 86.4139 | 94.5444 | 102.2263 | 104.2708 | 106.3563 | 108.4834 | 110.653 | 112.8661 | 115.1234 | 117.4259 | 119.7744 | 122.1699 | 124.6133 | 127.1056 | 129.6477 | 132.2406 | 134.8854 | 137.5832 | 140.3348 | 143.1415 | 146.0043
All | Weighted LBMP | $/kWh | 0.042683 | 0.044884 | 0.045507 | 0.047984 | 0.048419 | 0.049838 | 0.051356 | 0.053512 | 0.054277 | 0.057288 | 0.059403 | 0.06174 | 0.062973 | 0.064232 | 0.065517 | 0.066827 | 0.068164 | 0.069527 | 0.070917 | 0.072336 | 0.073782 | 0.075258 | 0.076763 | 0.078298 | 0.079864 | 0.081462 | 0.083091 | 0.084753 | 0.086448 | 0.088177 | 0.08994 | 0.091739 | 0.093574
All | Marginal Avoided T&D Costs | $/kW-year | 39.95 | 40.62 | 57.24 | 57.43 | 59.47 | 60.6594 | 61.8726 | 63.11 | 64.3722 | 65.6597 | 66.9729 | 68.3123 | 69.6786 | 71.0722 | 72.4936 | 73.9435 | 75.4223 | 76.9308 | 78.4694 | 80.0388 | 81.6396 | 83.2724 | 84.9378 | 86.6366 | 88.3693 | 90.1367 | 91.9394 | 93.7782 | 95.6538 | 97.5668 | 99.5182 | 101.5085 | 103.5387
All | Natural Gas | $/MMBTU | 2.8406 | 2.7623 | 2.9326 | 3.1645 | 3.4322 | 3.6694 | 4.3009 | 4.8683 | 5.2598 | 5.486 | 5.5958 | 5.6446 | 5.6783 | 5.7078 | 5.8608 | 6.0936 | 6.335 | 6.6735 | 6.948 | 7.1925 | 7.49 | 7.7388 | 7.9098 | 8.0509 | 8.2266 | 8.3912 | 8.559 | 8.7302 | 8.9048 | 9.0829 | 9.2645 | 9.4498 | 9.6388
All | Propane | $/MMBTU | 20.6484 | 20.7822 | 21.298 | 22.0203 | 22.933 | 23.8863 | 25.3565 | 27.0752 | 28.4601 | 29.458 | 30.1858 | 30.8409 | 31.4107 | 32.0186 | 32.8275 | 33.7897 | 34.7124 | 36.0702 | 37.1734 | 38.2968 | 39.5111 | 41.1538 | 42.3648 | 43.5137 | 44.5982 | 45.4902 | 46.4 | 47.328 | 48.2746 | 49.2401 | 50.2249 | 51.2294 | 52.254
All | Heating Oil | $/MMBTU | 24.3651 | 24.2673 | 24.4026 | 24.5564 | 24.7761 | 25.3373 | 25.7432 | 26.6722 | 27.4202 | 28.2883 | 28.9842 | 29.8104 | 30.5708 | 31.3753 | 32.326 | 33.3521 | 34.2259 | 35.4559 | 36.5468 | 37.4691 | 38.7048 | 40.4232 | 41.3507 | 42.2726 | 43.4032 | 44.2712 | 45.1566 | 46.0598 | 46.981 | 47.9206 | 48.879 | 49.8566 | 50.8537
SCC | Emissions Benefit Electric | $/kWh | 0.015148 | 0.013915 | 0.011305 | 0.010247 | 0.0089443 | 0.0093054 | 0.0096787 | 0.010062 | 0.010456 | 0.010863 | 0.011283 | 0.011713 | 0.012157 | 0.012613 | 0.013083 | 0.013569 | 0.01384 | 0.014348 | 0.014871 | 0.015408 | 0.015964 | 0.016533 | 0.017119 | 0.017721 | 0.018341 | 0.018708 | 0.019082 | 0.019464 | 0.019853 | 0.02025 | 0.020655 | 0.021068 | 0.021489
SCC | Emissions Benefit Natural Gas | $/MMBTU | 3.5632 | 3.7116 | 3.8646 | 3.9419 | 4.1027 | 4.2683 | 4.4395 | 4.6152 | 4.7962 | 4.9826 | 5.1752 | 5.3728 | 5.5762 | 5.7856 | 6.0012 | 6.2238 | 6.3483 | 6.5813 | 6.821 | 7.0676 | 7.3223 | 7.5834 | 7.8521 | 8.1285 | 8.4128 | 8.581 | 8.7526 | 8.9277 | 9.1062 | 9.2884 | 9.4741 | 9.6636 | 9.8569
SCC | Emissions Benefit Propane | $/MMBTU | 4.2346 | 4.411 | 4.5928 | 4.6847 | 4.8757 | 5.0725 | 5.2761 | 5.4849 | 5.7 | 5.9214 | 6.1504 | 6.3852 | 6.6269 | 6.8758 | 7.132 | 7.3966 | 7.5446 | 7.8214 | 8.1063 | 8.3994 | 8.7021 | 9.0124 | 9.3317 | 9.6601 | 9.998 | 10.198 | 10.4019 | 10.61 | 10.8222 | 11.0386 | 11.2594 | 11.4846 | 11.7143
SCC | Emissions Benefit Heating Oil | $/MMBTU | 4.9929 | 5.2009 | 5.4153 | 5.5236 | 5.7488 | 5.9809 | 6.2209 | 6.4671 | 6.7207 | 6.9818 | 7.2517 | 7.5286 | 7.8136 | 8.1071 | 8.4091 | 8.7212 | 8.8956 | 9.222 | 9.5579 | 9.9035 | 10.2604 | 10.6263 | 11.0027 | 11.39 | 11.7884 | 12.0241 | 12.2646 | 12.5099 | 12.7601 | 13.0153 | 13.2756 | 13.5411 | 13.8119
Actual Value Streams Simplified Above
Test | Value Stream | Unit | 2026 | 2027 | 2028 | 2029 | 2030 | 2031 | 2032 | 2033 | 2034 | 2035 | 2036 | 2037 | 2038 | 2039 | 2040 | 2041 | 2042 | 2043 | 2044 | 2045 | 2046 | 2047 | 2048 | 2049 | 2050 | 2051 | 2052 | 2053 | 2054 | 2055 | 2056 | 2057 | 2058
All | Summer LBMP | $/kWh | 0.035077 | 0.036996 | 0.038375 | 0.039642 | 0.040499 | 0.041333 | 0.042612 | 0.044393 | 0.046319 | 0.047598 | 0.049134 | 0.05098 | 0.052814 | 0.05387 | 0.054948 | 0.056046 | 0.057167 | 0.058311 | 0.059477 | 0.060667 | 0.06188 | 0.063117 | 0.06438 | 0.065667 | 0.066981 | 0.06832 | 0.069687 | 0.07108 | 0.072502 | 0.073952 | 0.075431 | 0.07694 | 0.078479
All | Non-Summer LBMP | $/kWh | 0.045219 | 0.047514 | 0.047885 | 0.050765 | 0.051059 | 0.052673 | 0.05427 | 0.056551 | 0.056929 | 0.060518 | 0.062826 | 0.065327 | 0.066359 | 0.067686 | 0.06904 | 0.070421 | 0.071829 | 0.073266 | 0.074731 | 0.076225 | 0.07775 | 0.079305 | 0.080891 | 0.082509 | 0.084159 | 0.085842 | 0.087559 | 0.08931 | 0.091096 | 0.092918 | 0.094777 | 0.096672 | 0.098606
SCC | Social Cost of Carbon | $/MT-CO2 | 67.3445 | 70.1502 | 73.0412 | 74.5021 | 77.5402 | 80.6701 | 83.9069 | 87.2279 | 90.6482 | 94.1704 | 97.811 | 101.5455 | 105.3903 | 109.3482 | 113.4224 | 117.6309 | 119.9835 | 124.3858 | 128.9162 | 133.5781 | 138.3917 | 143.3273 | 148.4049 | 153.6283 | 159.0013 | 162.1813 | 165.425 | 168.7335 | 172.1081 | 175.5503 | 179.0613 | 182.6425 | 186.2954
| Inflation Rate | % | 2026: 2%; 2027: Central Hudson Gas & Electric Benefit-Cost Analysis Handbook Version 5.0
| Electric Emissions Factor | MT-CO2/kWh | 0.00022493 | 0.00019836 | 0.00015477 | 0.00013753 | 0.00011535 | 0.00011535 | 0.00011535 | 0.00011535 | 0.00011535 | 0.00011535 | 0.00011535 | 0.00011535 | 0.00011535 | 0.00011535 | 0.00011535 | 0.00011535 | 0.00011535 | 0.00011535 | 0.00011535 | 0.00011535 | 0.00011535 | 0.00011535 | 0.00011535 | 0.00011535 | 0.00011535 | 0.00011535 | 0.00011535 | 0.00011535 | 0.00011535 | 0.00011535 | 0.00011535 | 0.00011535 | 0.00011535
| Natural Gas Emissions Factor | MT-CO2/MMBTU | 2026: 0.05291; 2027: https://www.eia.gov/environment/emissions/co2_vol_mass.php
| Propane Emissions Factor | MT-CO2/MMBTU | 2026: 0.06288; 2027: https://www.eia.gov/environment/emissions/co2_vol_mass.php
| Heating Oil Emissions Factor | MT-CO2/MMBTU | 2026: 0.07414; 2027: https://www.eia.gov/environment/emissions/co2_vol_mass.php
| Summer period | 25% | 2027: *MT = metric tons of CO2
| Non-Summer period | 75%
Yellow cells are projected values
Update Instructions:
-This worksheet contains the avoided costs used to calculate the cost-effectiveness. Costs do not change regularly, but should be updated when new avoided costs are filed.
-To add an additional value stream above, insert a row above row 8 and enter the data. Make sure that the value stream is also added on the Standard Calculations worksheet with the same Test and Value Stream name in columns A and B.

## WAML (hidden)
Pre-Approval Comprehensive Measure List |  |  | Annual Savings Estimates
Measure Number | Measure Name | ML | Electricity (kWh) | Electricity (kW) | Natural Gas (MMBtu) | Propane (MMBtu) | Heating Oil (MMBtu) | Gasoline (MMBtu) | Diesel (MMBtu) | Total (MMBtu) | Total (LMMBtu) | Incentive Rate ($/LMMBTU)
1 | CHS - HVAC System Improvement | 15 | 48000 |  | 100 |  | 100 |  |  | 363.776 | 5456.64 | 7
2 | CEM - Energy Management System | 15 | 118000 |  | 10 |  |  |  |  | 412.616 | 6189.24 | 12
3 | CLC - Lighting Controls | 10 | 80000 |  | -5 |  |  |  |  | 267.96 | 2679.6 | 12
4 | CCE - Chiller | 20 | 200000 | [6 empty] | 682.4 | 13648 | 7
5
6
7
8
9
10
Total | Project Totals with Weighted Average Measure Life and Average Incentive* | 16.2001 | 446000 | 0 | 105 | 0 | 100 | 0 | 0 | 1726.752 | 27973.48 | 8.5852 | <-- this is the weighted average incentive rate based on individual measure incentive rates
*Weighting by LMMBTU
Final Comprehensive Measure List |  |  | Annual Savings Estimates
Measure Number | Measure Name | ML | Electricity (kWh) | Electricity (kW) | Natural Gas (MMBtu) | Propane (MMBtu) | Heating Oil (MMBtu) | Gasoline (MMBtu) | Diesel (MMBtu) | Total (MMBtu) | Total (LMMBtu) | Incentive Rate ($/LMMBTU)
1 | CHS - HVAC System Improvement | 15 | 48000 |  | 82 |  | 100 |  |  | 345.776 | 5186.64 | 7
2 | CEM - Energy Management System | 15 | 200000 |  | 18 |  |  |  |  | 700.4 | 10506 | 12 |  |  | Measure | EUL | Incentive/LMMBTU
3 | CLC - Lighting Controls | 10 | 80000 |  | -5 |  |  |  |  | 267.96 | 2679.6 | 12 |  | CHS | HVAC System Improvement | 15 | 7
4 | CCE - Chiller | 20 | 200000 | [6 empty] | 682.4 | 13648 | 7 |  | CAE | Air Compressor | 15 | 7
5 | [13 empty] | CBE | Building Envelope Improvement | 15 | 12
6 | [13 empty] | CCE | Chiller | 20 | 7
7 | [13 empty] | CCS | Chiller System Improvement | 20 | 7
8 | [13 empty] | CAS | Compressed Air System Improvement | 15 | 7
9 | [13 empty] | CEM | Energy Management System | 15 | 12
10 | [13 empty] | CLC | Lighting Controls | 10 | 12
Total | Project Totals with Weighted Average Measure Life and Average Incentive* | 16.0379 | 528000 | 0 | 95 | 0 | 100 | 0 | 0 | 1996.536 | 32020.24 | 9.0589 | <-- this is the weighted average incentive rate based on individual measure incentive rates | CME | Motors | 15 | 7
| *Weighting by LMMBTU | [12 empty] | CPE | Process Equipment Improvement | 15 | 9
[14 empty] | CPS | Process System Improvement | 15 | 9
[14 empty] | CRS | Refrigeration System Improvement | 15 | 7
[14 empty] | CUE | Unitary HVAC | 15 | 7
[14 empty] | CPV | Process VFD | 15 | 9
[14 empty] | CCF | Comprehensive Facility Improvement | varies | 12
[14 empty] | COT | Other | varies | 7
[15 empty] | Agricultural Efficiency | 12 | 9
[15 empty] | Economizer | 10 | 9
[15 empty] | Energy recovery Ventilator (ERV) | 14 | 9
[15 empty] | Hard-to-electrify gas | 20 | 1

## Rates (hidden)
UPDATE RATES FOR CUSTOMER PAYBACK CALCULATION IN GREEN CELLS
| Primary/Secondary? | Secondary |  | Secondary | [7 empty] | Missing costs after February 2024, since this is a market-based rate
| SOS Type | Type I | Type I | Type II | Type II | Type II
| BGE Rates Calcs | G | GS | GL | P | T |  | Rate G |  | Rate GS |  | Rate GL |  | Rate P |  | RateT
| Total Generation | [5 empty] | Energy Generation | Summer | Non-S | Summer | Non-S | Summer | Non-S | Summer | Non-S | Summer | Non-S
| On-peak | 0.098273 | 0.13105 | 0.13296 | 0.13296 | 0.13296 | On-peak | 0.0976 | 0.09861 | 0.1438 | 0.12467 |  | 0.13296 |  | 0.13296 |  | 0.13296
| Int-Peak | 0.098273 | 0.096137 | 0.10562 | 0.10562 | 0.10562 | Intermediate Peak | 0.0976 | 0.09861 | 0.08397 | 0.10222 |  | 0.10562 |  | 0.10562 |  | 0.10562
| Blended Peak | 0.098273 | 0.11941 | 0.12385 | 0.12385 | 0.12385 | Off Peak | 0.0976 | 0.09861 | 0.06829 | 0.0853 |  | 0.09727 |  | 0.09727 |  | 0.09727
| Off-peak | 0.098273 | 0.07963 | 0.09727 | 0.09727 | 0.09727 | kWh Based Charges
[7 empty] | Delivery Service Chg | 0.04513 | 0.04513 | 0.03954 | 0.03954 | 0.02204 | 0.02204 | 0.00647 | 0.00647 | 0.00204 | 0.00204
| Distribution Service | 0.04513 | 0.03954 | 0.02204 | 0.00647 | 0.00204 | Trans Mkt Priced SVC CHG | 0.01124 | 0.01124 | 0.01074 | 0.01074 | 0 | 0 | 0 | 0 | 0 | 0
| Transmission | 0.01124 | 0.01074 | 0 | 0 | 0
Demand Charges - kW based
| Total Blended Peak Energy | 0.15464 | 0.16969 | 0.14589 | 0.13032 | 0.12589 | Transmission | 0 | 0 | 0 | 0 | 3.75 | 3.75 | 3.75 | 3.75 | 3.75 | 3.75
| Total Off-peak energy | 0.15464 | 0.12991 | 0.11931 | 0.10374 | 0.09931 | Delivery Service | 0 | 0 | 0 | 0 | 5.2 | 5.2 | 3.84 |  | 0
[7 empty] | Total Demand | 0 | 0 | 0 | 0 | 8.95 | 8.95 | 7.59 | 3.75 | 3.75 | 3.75
Demand Charges
| Transmission | 0 | 0 | 3.75 | 3.75 | 3.75 | Non-Res Retail Rates ($/therm) | 2024 | 2025 | 2026 | 2027 | 2028 | 2029 | 2030 | 2031 | 2032 | 2033 | 2034 | 2035 | 2036 | 2037 | 2038 | 2039 | 2040 | 2041 | 2042 | 2043 | 2044 | 2045 | 2046 | 2047 | 2048
| Delivery Service | 0 | 0 | 5.2 | 3.84 | 0 | Natural Gas | 1.471 | 1.5298 | 1.591 | 1.6546 | 1.7208 | 1.7897 | 1.8613 | 1.9357 | 2.0131 | 2.0937 | 2.1774 | 2.2645 | 2.3551 | 2.4493 | 2.5473 | 2.6491 | 2.7551 | 2.8653 | 2.9799 | 3.0991 | 3.2231 | 3.352 | 3.4861 | 3.6255 | 3.7706
| Total Demand | 0 | 0 | 8.95 | 7.59 | 3.75 | Heating Oil
Propane
| Weighting: | Summer | Non-Summer
|  | 0.33333 | 0.66667 |  |  |  | Electric Base Delivery Rate
|  | On-Peak | Int-Peak |  |  |  | Rates | 2024: Fuel Type; 2025: Base Delivery; 2026: Avg Supply Charge; 2027: MFC Admin; 2028: MFC Supply; 2029: credit; 2030: Combine Charge; 2031: Demand (kW)
|  | 0.66667 | 0.33333 |  |  |  | SC 2- Non Demand | 2024: Electric Delivery; 2025: 0.00588; 2026: 0.06802; 2027: 0.0024; 2028: 0.00244; 2029: 0; 2030: 0.07874; 2031: 0
[7 empty] | SC 2- Secondary Demand | 2024: Electric Delivery; 2025: 0.0054; 2026: 0.06802; 2027: 0.00012; 2028: 0.00012; 2029: 0; 2030: 0.07366; 2031: 8.1
[7 empty] | SC 2 - Primary Demand | 2024: Electric Delivery; 2025: 0.00148; 2026: 0.06802; 2027: 1e-05; 2028: 1e-05; 2029: 0; 2030: 0.06952; 2031: 6.65
[7 empty] | SC 3 - Large Power Primary | 2024: Electric Delivery; 2025: 0; 2026: 0.06802; 2027: 0; 2028: 0; 2029: 0; 2030: 0.06802; 2031: 8.74
[7 empty] | SC 2 - 1 | 2024: Gas Delivery; 2025: 37; 2026: 0.37533; 2027: 0.00886; 2028: 0.0112; 2029: 0.01589; 2030: 37.3795; 2031: 0
[7 empty] | SC 2 - 2 | 2024: Gas Delivery; 2025: 0.5494; 2026: 0.37533; 2027: 0.00886; 2028: 0.0112; 2029: 0.01589; 2030: 0.9289; 2031: 0
[7 empty] | SC 2 - 3 | 2024: Gas Delivery; 2025: 0.2704; 2026: 0.37533; 2027: 0.00886; 2028: 0.0112; 2029: 0.01589; 2030: 0.6499; 2031: 0
[7 empty] | SC 2 - 4 | 2024: Gas Delivery; 2025: 0.2206; 2026: 0.37533; 2027: 0.00886; 2028: 0.0112; 2029: 0.01589; 2030: 0.6001; 2031: 0
Note on I20: Wroblewsk, Grace: Red text is currently not connected to the tool calculations
Note on I30: [Threaded comment] Your version of Excel allows you to read this threaded comment; however, any edits to it will get removed if the file is opened in a newer version of Excel. Learn more: https://go.microsoft.com/fwlink/?linkid=870924 Comment: Rates + block in Ccf
Update Instructions:
-Green cells require updating based on current rate structure. This includes the Generation, Transmission, and Delivery components of the rates. Not all rates have different seasonal or on/off peak values. If this is the case, use the on-peak generation cost and $0 for non-summer transmission and delivery costs.
-Light green cells include assumptions around weighting of summer vs. non-summer charges. Update this weighting if needed.
-Blue cells are the final values pulled into the billing cost calculations. Make sure that these formulas are calculating and flowing through correctly.
-Weighting for summer vs winter and on vs intermediate peak values can be updated below the grey cells when desired. This will automatically update throughout the generation values.
Tab is not currently in use and has not been updated

## CE Calculations (hidden)
Avoided Costs
Test | Value Stream | Unit | 2026 | 2027 | 2028 | 2029 | 2030 | 2031 | 2032 | 2033 | 2034 | 2035 | 2036 | 2037 | 2038 | 2039 | 2040 | 2041 | 2042 | 2043 | 2044 | 2045 | 2046 | 2047 | 2048 | 2049 | 2050
All | Avoided Generation Capacity Costs | $/kW-year | 30.9631 | 13.7393 | 0.28879 | 0.18094 | 8.7647 | 21.8657 | 31.6383 | 41.9619 | 50.9474 | 60.2634 | 69.1672 | 77.7626 | 86.4139 | 94.5444 | 102.2263 | 104.2708 | 106.3563 | 108.4834 | 110.653 | 112.8661 | 115.1234 | 117.4259 | 119.7744 | 122.1699 | 124.6133
All | Marginal Avoided T&D Costs | $/kW-year | 39.95 | 40.62 | 57.24 | 57.43 | 59.47 | 60.6594 | 61.8726 | 63.11 | 64.3722 | 65.6597 | 66.9729 | 68.3123 | 69.6786 | 71.0722 | 72.4936 | 73.9435 | 75.4223 | 76.9308 | 78.4694 | 80.0388 | 81.6396 | 83.2724 | 84.9378 | 86.6366 | 88.3693
All | Weighted LBMP | $/kWh | 0.042683 | 0.044884 | 0.045507 | 0.047984 | 0.048419 | 0.049838 | 0.051356 | 0.053512 | 0.054277 | 0.057288 | 0.059403 | 0.06174 | 0.062973 | 0.064232 | 0.065517 | 0.066827 | 0.068164 | 0.069527 | 0.070917 | 0.072336 | 0.073782 | 0.075258 | 0.076763 | 0.078298 | 0.079864
All | Natural Gas | $/MMBTU | 2.8406 | 2.7623 | 2.9326 | 3.1645 | 3.4322 | 3.6694 | 4.3009 | 4.8683 | 5.2598 | 5.486 | 5.5958 | 5.6446 | 5.6783 | 5.7078 | 5.8608 | 6.0936 | 6.335 | 6.6735 | 6.948 | 7.1925 | 7.49 | 7.7388 | 7.9098 | 8.0509 | 8.2266
All | 0 | $/MMBTU | #N/A | #N/A | #N/A | #N/A | #N/A | #N/A | #N/A | #N/A | #N/A | #N/A | #N/A | #N/A | #N/A | #N/A | #N/A | #N/A | #N/A | #N/A | #N/A | #N/A | #N/A | #N/A | #N/A | #N/A | #N/A
SCC | Emissions Benefit Natural Gas | $/MMBTU | 3.5632 | 3.7116 | 3.8646 | 3.9419 | 4.1027 | 4.2683 | 4.4395 | 4.6152 | 4.7962 | 4.9826 | 5.1752 | 5.3728 | 5.5762 | 5.7856 | 6.0012 | 6.2238 | 6.3483 | 6.5813 | 6.821 | 7.0676 | 7.3223 | 7.5834 | 7.8521 | 8.1285 | 8.4128
SCC | Emissions Benefit Propane | $/MMBTU | 4.2346 | 4.411 | 4.5928 | 4.6847 | 4.8757 | 5.0725 | 5.2761 | 5.4849 | 5.7 | 5.9214 | 6.1504 | 6.3852 | 6.6269 | 6.8758 | 7.132 | 7.3966 | 7.5446 | 7.8214 | 8.1063 | 8.3994 | 8.7021 | 9.0124 | 9.3317 | 9.6601 | 9.998
SCC | Emissions Benefit Heating Oil | $/MMBTU | 4.9929 | 5.2009 | 5.4153 | 5.5236 | 5.7488 | 5.9809 | 6.2209 | 6.4671 | 6.7207 | 6.9818 | 7.2517 | 7.5286 | 7.8136 | 8.1071 | 8.4091 | 8.7212 | 8.8956 | 9.222 | 9.5579 | 9.9035 | 10.2604 | 10.6263 | 11.0027 | 11.39 | 11.7884
SCC | Emissions Benefit Electric | $/kWh | 0.015148 | 0.013915 | 0.011305 | 0.010247 | 0.0089443 | 0.0093054 | 0.0096787 | 0.010062 | 0.010456 | 0.010863 | 0.011283 | 0.011713 | 0.012157 | 0.012613 | 0.013083 | 0.013569 | 0.01384 | 0.014348 | 0.014871 | 0.015408 | 0.015964 | 0.016533 | 0.017119 | 0.017721 | 0.018341
NPV Avoided Cost Values |  |  | 2026: Measure Life (years)
Test | Value Stream | Unit | 1 | 2 | 3 | 4 | 5 | 6 | 7 | 8 | 9 | 10 | 11 | 12 | 13 | 14 | 15 | 16 | 17 | 18 | 19 | 20 | 21 | 22 | 23 | 24 | 25
All | Avoided Generation Capacity Costs | $/kW-year | 28.9456 | 40.9527 | 41.1887 | 41.3269 | 47.5847 | 62.1793 | 81.9208 | 106.3978 | 134.1799 | 164.9008 | 197.8631 | 232.507 | 268.4967 | 305.3068 | 342.5145 | 377.9935 | 411.824 | 444.0828 | 474.8427 | 504.1735 | 532.1415 | 558.8101 | 584.2396 | 608.4876 | 631.6091
All | Marginal Avoided T&D Costs | $/kW-year | 37.3469 | 72.8459 | 119.6101 | 163.4724 | 205.9331 | 246.4211 | 285.028 | 321.8411 | 356.9438 | 390.4156 | 422.3322 | 452.7659 | 481.7857 | 509.4571 | 535.8429 | 561.0027 | 584.9936 | 607.8698 | 629.6831 | 650.483 | 670.3165 | 689.2285 | 707.2618 | 724.4572 | 740.8537
All | Weighted LBMP | $/kWh | 0.039902 | 0.079128 | 0.11631 | 0.15295 | 0.18753 | 0.22079 | 0.25283 | 0.28405 | 0.31365 | 0.34285 | 0.37116 | 0.39867 | 0.42489 | 0.4499 | 0.47375 | 0.49649 | 0.51817 | 0.53884 | 0.55856 | 0.57735 | 0.59528 | 0.61237 | 0.62867 | 0.64421 | 0.65903
All | Natural Gas | $/MMBTU | 2.6555 | 5.0696 | 7.4655 | 9.8823 | 12.3329 | 14.7821 | 17.4658 | 20.3056 | 23.1738 | 25.9704 | 28.6371 | 31.1519 | 33.5168 | 35.739 | 37.8722 | 39.9456 | 41.9607 | 43.9451 | 45.8766 | 47.7457 | 49.5653 | 51.3229 | 53.0022 | 54.6002 | 56.1266
All | 0 | $/MMBTU | #N/A | #N/A | #N/A | #N/A | #N/A | #N/A | #N/A | #N/A | #N/A | #N/A | #N/A | #N/A | #N/A | #N/A | #N/A | #N/A | #N/A | #N/A | #N/A | #N/A | #N/A | #N/A | #N/A | #N/A | #N/A
SCC | Emissions Benefit Natural Gas | $/MMBTU | 3.331 | 6.5747 | 9.7321 | 12.7427 | 15.6719 | 18.5209 | 21.291 | 23.9831 | 26.5985 | 29.1385 | 31.6048 | 33.9984 | 36.3208 | 38.5734 | 40.7577 | 42.8754 | 44.8947 | 46.8517 | 48.7478 | 50.5845 | 52.3634 | 54.0857 | 55.7528 | 57.3661 | 58.927
SCC | Emissions Benefit Propane | $/MMBTU | 3.9587 | 7.8136 | 11.5659 | 15.1439 | 18.6251 | 22.0108 | 25.3029 | 28.5023 | 31.6106 | 34.6292 | 37.5602 | 40.4049 | 43.1648 | 45.8419 | 48.4378 | 50.9545 | 53.3543 | 55.6801 | 57.9335 | 60.1163 | 62.2304 | 64.2772 | 66.2584 | 68.1758 | 70.0308
SCC | Emissions Benefit Heating Oil | $/MMBTU | 4.6676 | 9.2128 | 13.637 | 17.8557 | 21.9603 | 25.9523 | 29.8339 | 33.6063 | 37.2711 | 40.8303 | 44.2862 | 47.6402 | 50.8944 | 54.0509 | 57.1116 | 60.079 | 62.9086 | 65.6508 | 68.3078 | 70.8814 | 73.3741 | 75.7874 | 78.1234 | 80.3841 | 82.5713
SCC | Emissions Benefit Electric | $/kWh | 0.014161 | 0.026322 | 0.035557 | 0.043383 | 0.049769 | 0.05598 | 0.06202 | 0.067889 | 0.073591 | 0.079128 | 0.084505 | 0.089724 | 0.094787 | 0.099698 | 0.10446 | 0.10908 | 0.11348 | 0.11775 | 0.12188 | 0.12588 | 0.12976 | 0.13352 | 0.13715 | 0.14067 | 0.14407
Program Adjusted NPV Avoided Cost Values |  |  | Measure Life (years) 1: Measure Life (years)
Test | Value Stream | Unit | 1 | 2 | 3 | 4 | 5 | 6 | 7 | 8 | 9 | 10 | 11 | 12 | 13 | 14 | 15 | 16 | 17 | 18 | 19 | 20 | 21 | 22 | 23 | 24 | 25
All | Avoided Generation Capacity Costs | $/kW-year | 27.4983 | 38.9051 | 39.1292 | 39.2605 | 45.2055 | 59.0704 | 77.8247 | 101.078 | 127.4709 | 156.6557 | 187.9699 | 220.8816 | 255.0718 | 290.0415 | 325.3888 | 359.0938 | 391.2328 | 421.8786 | 451.1006 | 478.9648 | 505.5344 | 530.8696 | 555.0276 | 578.0633 | 600.0286
All | Marginal Avoided T&D Costs | $/kW-year | 35.4796 | 69.2036 | 113.6296 | 155.2987 | 195.6365 | 234.1001 | 270.7766 | 305.749 | 339.0966 | 370.8948 | 401.2156 | 430.1276 | 457.6964 | 483.9842 | 509.0507 | 532.9526 | 555.7439 | 577.4763 | 598.199 | 617.9589 | 636.8007 | 654.767 | 671.8987 | 688.2343 | 703.811
All | Weighted LBMP | $/kWh | 0.037907 | 0.075171 | 0.11049 | 0.14531 | 0.17815 | 0.20975 | 0.24019 | 0.26985 | 0.29796 | 0.32571 | 0.3526 | 0.37873 | 0.40365 | 0.42741 | 0.45006 | 0.47166 | 0.49226 | 0.5119 | 0.53063 | 0.54849 | 0.56551 | 0.58175 | 0.59723 | 0.612 | 0.62608
All | Natural Gas | $/MMBTU | 2.5227 | 4.8161 | 7.0922 | 9.3882 | 11.7163 | 14.043 | 16.5925 | 19.2903 | 22.0151 | 24.6719 | 27.2053 | 29.5943 | 31.8409 | 33.9521 | 35.9786 | 37.9483 | 39.8626 | 41.7479 | 43.5827 | 45.3584 | 47.087 | 48.7567 | 50.3521 | 51.8701 | 53.3202
All | 0 | $/MMBTU | #N/A | #N/A | #N/A | #N/A | #N/A | #N/A | #N/A | #N/A | #N/A | #N/A | #N/A | #N/A | #N/A | #N/A | #N/A | #N/A | #N/A | #N/A | #N/A | #N/A | #N/A | #N/A | #N/A | #N/A | #N/A
SCC | Emissions Benefit Natural Gas | $/MMBTU | 3.1645 | 6.246 | 9.2455 | 12.1056 | 14.8883 | 17.5948 | 20.2264 | 22.784 | 25.2686 | 27.6816 | 30.0246 | 32.2985 | 34.5048 | 36.6447 | 38.7198 | 40.7316 | 42.65 | 44.5091 | 46.3104 | 48.0553 | 49.7452 | 51.3814 | 52.9651 | 54.4978 | 55.9807
SCC | Emissions Benefit Propane | $/MMBTU | 3.7608 | 7.423 | 10.9876 | 14.3867 | 17.6938 | 20.9103 | 24.0378 | 27.0772 | 30.0301 | 32.8977 | 35.6822 | 38.3846 | 41.0066 | 43.5498 | 46.0159 | 48.4068 | 50.6866 | 52.8961 | 55.0369 | 57.1105 | 59.1189 | 61.0633 | 62.9455 | 64.767 | 66.5293
SCC | Emissions Benefit Heating Oil | $/MMBTU | 4.4342 | 8.7522 | 12.9552 | 16.9629 | 20.8623 | 24.6547 | 28.3423 | 31.926 | 35.4076 | 38.7888 | 42.0719 | 45.2582 | 48.3497 | 51.3483 | 54.256 | 57.0751 | 59.7631 | 62.3683 | 64.8924 | 67.3373 | 69.7054 | 71.998 | 74.2172 | 76.3649 | 78.4428
SCC | Emissions Benefit Electric | $/kWh | 0.013453 | 0.025005 | 0.03378 | 0.041214 | 0.047281 | 0.053181 | 0.058919 | 0.064494 | 0.069911 | 0.075172 | 0.08028 | 0.085237 | 0.090047 | 0.094713 | 0.099237 | 0.10362 | 0.1078 | 0.11186 | 0.11579 | 0.11959 | 0.12327 | 0.12684 | 0.13029 | 0.13363 | 0.13687
| Project Rate: | 0 | Measure Life (years) 1: Standard Custom; Measure Life (years) 9: Comprehensive Custom
|  |  | Pre Approval Measure Impacts and Costs |  | Annualized kWh Usage | Peak Demand (kW) |  | 0 |  |  | Pre Approval Measure Impacts and Costs |  | Annualized kWh Usage | Peak Demand (kW) |  | Propane
[5 empty] | Annual kWh Savings | Peak Demand Savings | Natural Gas (MMBtu) | Fossil Fuel (MMBtu) | Total |  |  |  | Annual kWh Savings | Peak Demand Savings | Peak Demand (kW) | Natural Gas (MMBtu) | Total
|  |  | Incremental Impacts | [7 empty] | Incremental Impacts
|  |  | Avoided Cost factor |  | #N/A | #N/A | #N/A | 0 |  |  | Avoided Cost factor |  | #N/A | #N/A | #N/A | 0
|  |  | Social Cost Carbon Factor |  | #N/A |  | #N/A | 0 |  |  | Social Cost Carbon Factor |  | #N/A |  | #N/A | #N/A
|  |  | Avoided Cost Value |  | #VALUE! | #VALUE! | #VALUE! | #VALUE! | #VALUE! |  | Avoided Cost Value |  | #VALUE! | #VALUE! | #VALUE! | #VALUE! | #VALUE!
|  |  | Social Cost Carbon Value |  | #N/A |  | #N/A | #VALUE! | #N/A |  | Social Cost Carbon Value |  | #N/A |  | #N/A | #N/A | #N/A
|  |  | Total SCT Benefits |  | #VALUE! | #VALUE! | #VALUE! | #VALUE! | #VALUE! |  | Total SCT Benefits |  | #VALUE! | #VALUE! | #VALUE! | #VALUE! | #VALUE!
|  |  | Bill Savings Units |  | #N/A | #N/A | #REF! | #REF! |  |  | Bill Savings Units |  | #N/A | #N/A | #REF! | #REF!
|  |  | Bill Savings |  | 0 | #N/A | 0 | 0 | #N/A |  | Bill Savings |  | 0 | #N/A | 0 | 0 | #N/A
|  |  | Final Measure Impacts and Costs |  | Annualized kWh Usage | Peak Demand (kW) |  | 0 |  |  | Final Measure Impacts and Costs |  | Annualized kWh Usage | Peak Demand (kW) |  | Propane
[5 empty] | Annual kWh Savings | Peak Demand Savings | Natural Gas (MMBtu) | Fossil Fuel (MMBtu) | Total |  |  |  | Annual kWh Savings | Peak Demand Savings | 0 | 0 | Total
|  |  | Incremental Impacts | [7 empty] | Incremental Impacts
|  |  | Avoided Cost factor |  | #N/A | #N/A | #N/A | 0 |  |  | Avoided Cost factor |  | #N/A | #N/A | #N/A | 0
|  |  | Social Cost Carbon Factor |  | #N/A |  | #N/A | 0 |  |  | Social Cost Carbon Factor |  | #N/A |  | #N/A | #N/A
|  |  | Avoided Cost Value |  | #VALUE! | #VALUE! | #VALUE! | #VALUE! | #VALUE! |  | Avoided Cost Value |  | #VALUE! | #VALUE! | #VALUE! | #VALUE! | #VALUE!
|  |  | Social Cost Carbon Value |  | #N/A |  | #N/A | #VALUE! | #N/A |  | Social Cost Carbon Value |  | #N/A |  | #N/A | #N/A | #N/A
|  |  | Total SCT Benefits |  | #VALUE! | #VALUE! | #VALUE! | #VALUE! | #VALUE! |  | Total SCT Benefits |  | #VALUE! | #VALUE! | #VALUE! | #VALUE! | #VALUE!
|  |  | Bill Savings Units |  | #N/A | #N/A | #REF! | #REF!
|  |  | Bill Savings |  | 0 | #N/A | 0 | 0 | #N/A
|  | Basis | Measure Life (years) 1: Program Override; Measure Life (years) 2: Pre-Approval Incentive; Measure Life (years) 3: Final Incentive
| Incentive Max Based on Project Cost | 75% | Measure Life (years) 2: 0; Measure Life (years) 3: 0
| Incentive Cap per Project Per Year | 100000 | Measure Life (years) 2: 100000; Measure Life (years) 3: 100000
| Incentive Rate ($/LMMBtu) | 7 | Measure Life (years) 2: #VALUE!; Measure Life (years) 3: #VALUE!
| Incentive |  | Measure Life (years) 2: #VALUE!; Measure Life (years) 3: #VALUE!
Calculation Logic:
-Pre-Approval Custom Incentive: multiplies the base kWh incentive rate times the savings
-Approved Custom Incentive: multiplies the base kWh incentive rate plus bonus rate (if applicable) times the approved savings
-Incentive Max Based On Project Cost: multiplies the incremental cost times the percentage cap shown
-Incentive Cap per Project per Year: maximum incentive allowed per project.
-Minimum Payback Threshold: determines the incentive allowed to give a payback equal to the threshold value.
-Incentive: Final incentive based on all values above.
Color Guide:
-Blue cells automatically update based on Project Type selected on the program inputs form. Threshold values should only be changed on the Lists tab if necessary.
-Green cells can be entered by program staff to override defaults as appropriate.
-Yellow cells are total values of importance, carried to the program inputs tab.
Note on AI3: Morgan, O'Neil: extended values
Note on B8: Value changes based on Fossil Fuel Type on Inputs tab
Note on C65: These values are set for the program and listed on the "Lists" tab
Note on D65: These values will override the values to the left for calculating maximum incentives.

## Version Tracking (hidden)
Version | Description / Modifications since previous | Date | Initials
2026.0 | New Workbook | 2026-02-16 | GW/JE
2026.0 | New Workbook | 2026-02-16 | GW/JE
Formulas:
Date = LOOKUP(2,1/([Date, row above]:D49973<>""),[Date, row above]:D49973)

## AGCC Annual (hidden)
Annual Avoided Generation Capacity Costs (AGCC) due to 1 kW reduction in Peak Load*
All Prices in 2025 Dollars
Year | AGCC at Transmission Level |  |  |  | AGCC at Distribution Level** |  |  |  | Generator ICAP Prices by Region |  |  |  | Year | AGCC at Transmission Level (Nominal)
| NYC | LHV | LI | ROS | NYC | LHV | LI | ROS | NYC | LHV | LI | ROS |  | LHV
2025 | 106.8259 | 44.4725 | 48.4914 | 44.4725 | 115.1142 | 47.9229 | 52.2537 | 47.9229 | 107.469 | 33.8819 | 37.4199 | 33.8819 | 2025 | 44.4725
2026 | 103.5494 | 30.356 | 30.356 | 30.356 | 111.5835 | 32.7112 | 32.7112 | 32.7112 | 115.0507 | 22.6648 | 22.6648 | 22.6648 | 2026 | 30.9631
2027 | 67.4717 | 13.2058 | 13.2058 | 13.2058 | 72.7066 | 14.2304 | 14.2304 | 14.2304 | 75.6143 | 9.7632 | 9.7632 | 9.7632 | 2027 | 13.7393
2028 | 48.2733 | 0.27214 | 0.27214 | 0.27214 | 52.0187 | 0.29325 | 0.29325 | 0.29325 | 56.7001 | 0.19539 | 0.19539 | 0.19539 | 2028 | 0.28879
2029 | 49.1032 | 0.16716 | 0.16716 | 0.16716 | 52.9129 | 0.18013 | 0.18013 | 0.18013 | 57.8291 | 0.12 | 0.12 | 0.12 | 2029 | 0.18094
2030 | 68.9015 | 7.9384 | 9.049 | 7.9384 | 74.2473 | 8.5544 | 9.7511 | 8.5544 | 76.843 | 5.7539 | 6.6473 | 5.7539 | 2030 | 8.7647
2031 | 97.6303 | 19.4161 | 19.9774 | 19.4161 | 105.2051 | 20.9226 | 21.5273 | 20.9226 | 109.636 | 14.2561 | 14.7171 | 14.2561 | 2031 | 21.8657
2032 | 108.4343 | 27.543 | 27.8857 | 27.543 | 116.8473 | 29.68 | 30.0492 | 29.68 | 119.6815 | 20.4228 | 20.7074 | 20.4228 | 2032 | 31.6383
2033 | 117.3105 | 35.8141 | 35.945 | 35.8141 | 126.4121 | 38.5928 | 38.7338 | 38.5928 | 127.3843 | 26.8319 | 26.9419 | 26.8319 | 2033 | 41.9619
2034 | 127.1542 | 42.6305 | 42.6305 | 42.6305 | 137.0196 | 45.938 | 45.938 | 45.938 | 137.1492 | 32.2209 | 32.2209 | 32.2209 | 2034 | 50.9474
2035 | 133.4747 | 49.437 | 49.7775 | 49.437 | 143.8305 | 53.2726 | 53.6395 | 53.2726 | 142.4682 | 37.7047 | 37.9974 | 37.7047 | 2035 | 60.2634
2036 | 135.5533 | 55.6286 | 56.074 | 55.6286 | 146.0704 | 59.9446 | 60.4245 | 59.9446 | 142.5894 | 42.7873 | 43.1743 | 42.7873 | 2036 | 69.1672
2037 | 137.3894 | 61.3153 | 61.747 | 61.3153 | 148.049 | 66.0725 | 66.5378 | 66.0725 | 142.6955 | 47.5388 | 47.9177 | 47.5388 | 2037 | 77.7626
2038 | 139.0971 | 66.8008 | 67.028 | 66.8008 | 149.8891 | 71.9836 | 72.2284 | 71.9836 | 142.8001 | 52.2021 | 52.4032 | 52.2021 | 2038 | 86.4139
2039 | 140.5492 | 71.6528 | 71.6697 | 71.6528 | 151.4538 | 77.2121 | 77.2302 | 77.2121 | 142.8905 | 56.3955 | 56.4105 | 56.3955 | 2039 | 94.5444
2040 | 141.9827 | 75.9557 | 75.9557 | 75.9557 | 152.9986 | 81.8488 | 81.8488 | 81.8488 | 142.9672 | 60.3 | 60.3 | 60.3 | 2040 | 102.2263
2041 | 142.0585 | 75.9557 | 75.9557 | 75.9557 | 153.0802 | 81.8488 | 81.8488 | 81.8488 | 143.0556 | 60.3 | 60.3 | 60.3 | 2041 | 104.2708
2042 | 142.112 | 75.9557 | 75.9557 | 75.9557 | 153.1379 | 81.8488 | 81.8488 | 81.8488 | 143.1182 | 60.3 | 60.3 | 60.3 | 2042 | 106.3563
2043 | 142.1757 | 75.9557 | 76.8042 | 75.9557 | 153.2065 | 81.8488 | 82.7632 | 81.8488 | 143.1926 | 60.3 | 61.0772 | 60.3 | 2043 | 108.4834
2044 | 142.2387 | 75.9557 | 78.3668 | 75.9557 | 153.2744 | 81.8488 | 84.4469 | 81.8488 | 143.2662 | 60.3 | 62.5222 | 60.3 | 2044 | 110.653
2045 | 142.2907 | 75.9557 | 79.85 | 75.9557 | 153.3305 | 81.8488 | 86.0453 | 81.8488 | 143.327 | 60.3 | 63.911 | 60.3 | 2045 | 112.8661
*Based on 2025 Gold Book
**AGCC at Distribution Level = AGCC at Transmission Level / (1-Distribution Losses)
| Assumed Distribution Losses: |  |  | 7.2%
NYC = New York City (Load Zone J)
LHV = Lower Hudson Valley (Load Zones GHI)
LI = Long Island (Load Zone K)
ROS = Rest of State (Upstate Load Zones A-F)
NYCA=NY Control Area (Statewide)
2025 ICAP Demand Curve Reference Prices:
| NYC | LHV | LI | NYCA (ROS)
| 17.37 | 6.15 | 6.8 | 5.72
2025 Minimum Locational ICAP Requirements (LCRs):
| NYC | LHV | LI | NYCA (IRM)
| 78.5% | 78.8% | 106.5% | 124.4%

## Avoided T&D (hidden)
Forecast Year | Distribution Substation ($/kW-year) | Transmission ($/kW-year) | Total ($/kW-year) | Year | $/kW-year
2016 | 0 | 0 | 0 | 2016 | 0
2017 | 0 | 0 | 0 | 2017 | 0
2018 | 0 | 0 | 0 | 2018 | 0
2019 | 0 | 0 | 0 | 2019 | 0
2020 | 0.03 | 12.38 | 12.41 | 2020 | 12.41
2021 | 0.19 | 26.65 | 26.84 | 2021 | 26.84
2022 | 0.43 | 31.52 | 31.94 | 2022 | 31.94
2023 | 0.62 | 36.28 | 36.9 | 2023 | 36.9
2024 | 0.85 | 37.42 | 38.27 | 2024 | 38.27
2025 | 0.95 | 38.82 | 39.76 | 2025 | 39.76
2026 | 1.07 | 38.89 | 39.95 | 2026 | 39.95
2027 | 1.14 | 39.47 | 40.62 | 2027 | 40.62
2028 | 1.25 | 55.99 | 57.24 | 2028 | 57.24
2029 | 1.25 | 56.19 | 57.43 | 2029 | 57.43
2030 | 1.45 | 58.02 | 59.47 | 2030 | 59.47
10 Year Levelized Cost ($/kW-year) | 0.23 | 14.33 | 14.55
Source: | https://documents.dps.ny.gov/public/Common/ViewDoc.aspx?DocRefId=%7B924DC812-D086-41F3-8FA0-3C96756F5ABB%7D

## SCC - $ton (hidden)
Source: | https://extapps.dec.ny.gov/docs/administration_pdf/vocapp23.pdf
|  | Year | 3% Discount Rate 2020$ | 3% Discount Rate Nominal $
|  | 2024 | 57.25 | 61.9692
|  | 2025 | 58.52 | 64.6108
|  | 2026 | 59.8 | 67.3445
|  | 2027 | 61.07 | 70.1502
|  | 2028 | 62.34 | 73.0412
|  | 2029 | 62.34 | 74.5021
|  | 2030 | 63.61 | 77.5402
|  | 2031 | 64.88 | 80.6701
|  | 2032 | 66.16 | 83.9069
|  | 2033 | 67.43 | 87.2279
|  | 2034 | 68.7 | 90.6482
|  | 2035 | 69.97 | 94.1704
|  | 2036 | 71.25 | 97.811
|  | 2037 | 72.52 | 101.5455
|  | 2038 | 73.79 | 105.3903
|  | 2039 | 75.06 | 109.3482
|  | 2040 | 76.33 | 113.4224
|  | 2041 | 77.61 | 117.6309
|  | 2042 | 77.61 | 119.9835
|  | 2043 | 78.88 | 124.3858
|  | 2044 | 80.15 | 128.9162
|  | 2045 | 81.42 | 133.5781
|  | 2046 | 82.7 | 138.3917
|  | 2047 | 83.97 | 143.3273
|  | 2048 | 85.24 | 148.4049
|  | 2049 | 86.51 | 153.6283
|  | 2050 | 87.78 | 159.0013

## Electric Emissions (hidden)
Source: New York State Energy Research and Development Authority (NYSERDA). 2022 “Projected Emission Factors for New York State Grid Electricity,” NYSERDA Report Number 22-18. Albany, NY. nyserda.ny.gov/publications. |  | Annual Average of Short-run Marginal Emission Factors - Combustion Only - INTERNAL (metric tons of each GHG/MWh) |  |  | Annual Average of Long-run Marginal Emission Factors - Combustion Only - INTERNAL (metric tons of each GHG/MWh) |  |  | Annual Average of Emission Factors - Combustion Only - INTERNAL (metric tons of each GHG/MWh) |  |  | Annual Average of Short-run Marginal Emission Factors, Full Fuel Cycle (metric tons of each GHG/MWh) |  |  | Annual Average of Long-run Marginal Emission Factors, Full Fuel Cycle (metric tons of each GHG/MWh) |  |  | Average Emission Factors, Full Fuel Cycle (metric tons of each GHG/MWh) |  |  | Social Cost - Short-run Marginal - Fuel Cycle - 2% discount rate (2020 $/MWh) |  |  |  | Social Cost - Short-run Marginal - Fuel Cycle - 3% discount rate (2020 $/MWh) |  |  |  | Social Cost - Long-run Marginal - Fuel Cycle - 2% discount rate (2020 $/MWh) |  |  |  | Social Cost - Long-run Marginal - Fuel Cycle - 3% discount rate (2020 $/MWh) |  |  |  | Social Cost - Average - Fuel Cycle - 2% discount rate (2020 $/MWh) |  |  |  | Social Cost - Average - Fuel Cycle - 3% discount rate (2020 $/MWh)
GHG Index: |  | CO2 | CH4 | N2O | CO2 | CH4 | N2O | CO2 | CH4 | N2O | CO2 | CH4 | N2O | CO2 | CH4 | N2O | CO2 | CH4 | N2O | CO2 | CH4 | N2O | Total value of emissions | CO2 | CH4 | N2O | Total value of emissions | CO2 | CH4 | N2O | Total value of emissions | CO2 | CH4 | N2O | Total value of emissions | CO2 | CH4 | N2O | Total value of emissions | CO2 | CH4 | N2O | Total value of emissions
Output Type Index: |  | Emission factors | Emission factors | Emission factors | Emission factors | Emission factors | Emission factors | Emission factors | Emission factors | Emission factors | Emission factors | Emission factors | Emission factors | Emission factors | Emission factors | Emission factors | Emission factors | Emission factors | Emission factors | Value of emissions (2% discount rate) | Value of emissions (2% discount rate) | Value of emissions (2% discount rate) | Value of emissions (2% discount rate) | Value of emissions (3% discount rate) | Value of emissions (3% discount rate) | Value of emissions (3% discount rate) | Value of emissions (3% discount rate) | Value of emissions (2% discount rate) | Value of emissions (2% discount rate) | Value of emissions (2% discount rate) | Value of emissions (2% discount rate) | Value of emissions (3% discount rate) | Value of emissions (3% discount rate) | Value of emissions (3% discount rate) | Value of emissions (3% discount rate) | Value of emissions (2% discount rate) | Value of emissions (2% discount rate) | Value of emissions (2% discount rate) | Value of emissions (2% discount rate) | Value of emissions (3% discount rate) | Value of emissions (3% discount rate) | Value of emissions (3% discount rate) | Value of emissions (3% discount rate)
Emission Factor Type Index: |  | Short-run marginal | Short-run marginal | Short-run marginal | Long-run marginal | Long-run marginal | Long-run marginal | Average | Average | Average | Short-run marginal | Short-run marginal | Short-run marginal | Long-run marginal | Long-run marginal | Long-run marginal | Average | Average | Average | Short-run marginal | Short-run marginal | Short-run marginal | Short-run marginal | Short-run marginal | Short-run marginal | Short-run marginal | Short-run marginal | Long-run marginal | Long-run marginal | Long-run marginal | Long-run marginal | Long-run marginal | Long-run marginal | Long-run marginal | Long-run marginal | Average | Average | Average | Average | Average | Average | Average | Average
Region | Year | Short-run marginal - combustion - CO2 | Short-run marginal - combustion - CH4 | Short-run marginal - combustion - N2O | Long-run marginal - combustion - CO2 | Long-run marginal - combustion - CH4 | Long-run marginal - combustion - N2O | Average - combustion - CO2 | Average - combustion - CH4 | Average - combustion - N2O | Short-run marginal - fuel cycle - CO2 | Short-run marginal - fuel cycle - CH4 | Short-run marginal - fuel cycle - N2O | Long-run marginal - fuel cycle - CO2 | Long-run marginal - fuel cycle - CH4 | Long-run marginal - fuel cycle - N2O | Average - fuel cycle - CO2 | Average - fuel cycle - CH4 | Average - fuel cycle - N2O | Social Cost - short-run marginal - fuel cycle - 2% discount - CO2 | Social Cost - short-run marginal - fuel cycle - 2% discount - CH4 | Social Cost - short-run marginal - fuel cycle - 2% discount - N2O | Total Social Cost - short-run marginal - fuel cycle - 2% discount | Social Cost - short-run marginal - fuel cycle - 3% discount - CO2 | Social Cost - short-run marginal - fuel cycle - 3% discount - CH4 | Social Cost - short-run marginal - fuel cycle - 3% discount - N2O | Total Social Cost - short-run marginal - fuel cycle - 3% discount | Social Cost - long-run marginal - fuel cycle - 2% discount - CO2 | Social Cost - long-run marginal - fuel cycle - 2% discount - CH4 | Social Cost - long-run marginal - fuel cycle - 2% discount - N2O | Total Social Cost - long-run marginal - fuel cycle - 2% discount | Social Cost - long-run marginal - fuel cycle - 3% discount - CO2 | Social Cost - long-run marginal - fuel cycle - 3% discount - CH4 | Social Cost - long-run marginal - fuel cycle - 3% discount - N2O | Total Social Cost - long-run marginal - fuel cycle - 3% discount | Social Cost - average - fuel cycle - 2% discount - CO2 | Social Cost - average - fuel cycle - 2% discount - CH4 | Social Cost - average - fuel cycle - 2% discount - N2O | Total Social Cost - average - fuel cycle - 2% discount | Social Cost - average - fuel cycle - 3% discount - CO2 | Social Cost - average - fuel cycle - 3% discount - CH4 | Social Cost - average - fuel cycle - 3% discount - N2O | Total Social Cost - average - fuel cycle - 3% discount
Statewide | 2022 | 0.2689 | 5.3043e-06 | 1.6143e-06 | 0.25443 | 5.0187e-06 | 1.5274e-06 | 0.13904 | 2.7426e-06 | 8.3471e-07 | 0.33048 | 0.0018272 | 2.3293e-06 | 0.31269 | 0.0017288 | 2.2039e-06 | 0.17088 | 0.00094477 | 1.2044e-06 | 40.9794 | 5.1162 | 0.10249 | 46.1981 | 17.5154 | 2.9235 | 0.044256 | 20.4832 | 38.7735 | 4.8408 | 0.096971 | 43.7113 | 16.5726 | 2.7662 | 0.041874 | 19.3806 | 21.1887 | 2.6454 | 0.052992 | 23.8871 | 9.0565 | 1.5116 | 0.022883 | 10.591
Statewide | 2023 | 0.2689 | 5.3043e-06 | 1.6143e-06 | 0.24603 | 4.8531e-06 | 1.477e-06 | 0.13904 | 2.7426e-06 | 8.3471e-07 | 0.33048 | 0.0018272 | 2.3293e-06 | 0.30237 | 0.0016718 | 2.1311e-06 | 0.17088 | 0.00094477 | 1.2044e-06 | 41.6404 | 5.2989 | 0.10482 | 47.0441 | 17.8459 | 2.9235 | 0.046585 | 20.816 | 38.0985 | 4.8482 | 0.095901 | 43.0426 | 16.3279 | 2.6749 | 0.042623 | 19.0454 | 21.5305 | 2.7398 | 0.054196 | 24.3245 | 9.2273 | 1.5116 | 0.024087 | 10.7631
Statewide | 2024 | 0.2689 | 5.3043e-06 | 1.6143e-06 | 0.22042 | 4.3478e-06 | 1.3233e-06 | 0.13904 | 2.7426e-06 | 8.3471e-07 | 0.33048 | 0.0018272 | 2.3293e-06 | 0.27089 | 0.0014977 | 1.9093e-06 | 0.17088 | 0.00094477 | 1.2044e-06 | 42.3013 | 5.2989 | 0.10482 | 47.705 | 18.1763 | 3.1062 | 0.046585 | 21.3292 | 34.6739 | 4.3434 | 0.085917 | 39.1032 | 14.8989 | 2.5462 | 0.038185 | 17.4833 | 21.8722 | 2.7398 | 0.054196 | 24.6663 | 9.3982 | 1.6061 | 0.024087 | 11.0284
Statewide | 2025 | 0.2689 | 5.3043e-06 | 1.6143e-06 | 0.21162 | 4.1743e-06 | 1.2704e-06 | 0.13904 | 2.7426e-06 | 8.3471e-07 | 0.33048 | 0.0018272 | 2.3293e-06 | 0.26008 | 0.001438 | 1.8331e-06 | 0.17088 | 0.00094477 | 1.2044e-06 | 42.6318 | 5.4816 | 0.10715 | 48.2206 | 18.5068 | 3.1062 | 0.048915 | 21.662 | 33.5499 | 4.3139 | 0.084321 | 37.9481 | 14.5643 | 2.4445 | 0.038494 | 17.0473 | 22.0431 | 2.8343 | 0.055401 | 24.9328 | 9.5691 | 1.6061 | 0.025292 | 11.2005
Statewide | 2026 | 0.255 | 5.0299e-06 | 1.5308e-06 | 0.18664 | 3.6816e-06 | 1.1205e-06 | 0.13413 | 2.6458e-06 | 8.0525e-07 | 0.31339 | 0.0017327 | 2.2088e-06 | 0.22938 | 0.0012682 | 1.6167e-06 | 0.16485 | 0.00091143 | 1.1619e-06 | 41.0536 | 5.3714 | 0.10381 | 46.5287 | 17.863 | 3.1189 | 0.046385 | 21.0282 | 30.0483 | 3.9315 | 0.075984 | 34.0558 | 13.0745 | 2.2828 | 0.03395 | 15.3912 | 21.5948 | 2.8254 | 0.054607 | 24.4748 | 9.3962 | 1.6406 | 0.024399 | 11.0612
Statewide | 2027 | 0.23153 | 4.567e-06 | 1.39e-06 | 0.16397 | 3.2344e-06 | 9.844e-07 | 0.10223 | 2.0166e-06 | 6.1376e-07 | 0.28454 | 0.0015732 | 2.0055e-06 | 0.20152 | 0.0011142 | 1.4203e-06 | 0.12564 | 0.00069468 | 8.8556e-07 | 37.5597 | 4.877 | 0.094259 | 42.531 | 16.7881 | 2.8318 | 0.042116 | 19.662 | 26.6007 | 3.454 | 0.066756 | 30.1214 | 11.8897 | 2.0056 | 0.029827 | 13.9251 | 16.5851 | 2.1535 | 0.041621 | 18.7802 | 7.413 | 1.2504 | 0.018597 | 8.6821
Statewide | 2028 | 0.20367 | 4.0175e-06 | 1.2227e-06 | 0.12742 | 2.5134e-06 | 7.6494e-07 | 0.071973 | 1.4197e-06 | 4.3208e-07 | 0.25031 | 0.001384 | 1.7642e-06 | 0.15659 | 0.00086581 | 1.1037e-06 | 0.088454 | 0.00048906 | 6.2344e-07 | 33.5415 | 4.4286 | 0.084683 | 38.0548 | 15.0186 | 2.6295 | 0.038813 | 17.6869 | 20.9837 | 2.7706 | 0.052978 | 23.8073 | 9.3957 | 1.645 | 0.024281 | 11.065 | 11.8528 | 1.565 | 0.029925 | 13.4477 | 5.3072 | 0.92921 | 0.013716 | 6.2502
Statewide | 2029 | 0.18587 | 3.6664e-06 | 1.1159e-06 | 0.1125 | 2.219e-06 | 6.7536e-07 | 0.048255 | 9.5185e-07 | 2.8969e-07 | 0.22843 | 0.001263 | 1.61e-06 | 0.13826 | 0.00076441 | 9.7445e-07 | 0.059304 | 0.00032789 | 4.1799e-07 | 31.0668 | 4.1679 | 0.078891 | 35.3136 | 13.9344 | 2.3997 | 0.035421 | 16.3695 | 18.8028 | 2.5226 | 0.047748 | 21.3731 | 8.4336 | 1.4524 | 0.021438 | 9.9074 | 8.0654 | 1.082 | 0.020481 | 9.1679 | 3.6176 | 0.62299 | 0.0091957 | 4.2498
Statewide | 2030 | 0.16805 | 3.315e-06 | 1.0089e-06 | 0.093642 | 1.8471e-06 | 5.6217e-07 | 0.024536 | 4.8399e-07 | 1.473e-07 | 0.20654 | 0.0011419 | 1.4557e-06 | 0.11509 | 0.0006363 | 8.1114e-07 | 0.030155 | 0.00016672 | 2.1254e-07 | 28.2956 | 3.8826 | 0.072785 | 32.251 | 12.8053 | 2.2839 | 0.033481 | 15.1227 | 15.7667 | 2.1634 | 0.040557 | 17.9706 | 7.1353 | 1.2726 | 0.018656 | 8.4265 | 4.1312 | 0.56686 | 0.010627 | 4.7087 | 1.8696 | 0.33345 | 0.0048883 | 2.2079
Upstate | 2022 | 0.2491 | 4.9136e-06 | 1.4954e-06 | 0.23569 | 4.6491e-06 | 1.4149e-06 | 0.032715 | 6.4532e-07 | 1.964e-07 | 0.30614 | 0.0016926 | 2.1577e-06 | 0.28966 | 0.0016015 | 2.0416e-06 | 0.040206 | 0.0002223 | 2.8338e-07 | 37.9611 | 4.7394 | 0.094939 | 42.7954 | 16.2253 | 2.7082 | 0.040996 | 18.9745 | 35.9177 | 4.4842 | 0.089829 | 40.4918 | 15.3519 | 2.5624 | 0.03879 | 17.9531 | 4.9856 | 0.62244 | 0.012469 | 5.6205 | 2.1309 | 0.35568 | 0.0053842 | 2.492
Upstate | 2023 | 0.2491 | 4.9136e-06 | 1.4954e-06 | 0.22791 | 4.4957e-06 | 1.3682e-06 | 0.032715 | 6.4532e-07 | 1.964e-07 | 0.30614 | 0.0016926 | 2.1577e-06 | 0.2801 | 0.0015487 | 1.9742e-06 | 0.040206 | 0.0002223 | 2.8338e-07 | 38.5734 | 4.9086 | 0.097097 | 43.5791 | 16.5315 | 2.7082 | 0.043154 | 19.2828 | 35.2924 | 4.4911 | 0.088838 | 39.8724 | 15.1253 | 2.4778 | 0.039484 | 17.6427 | 5.066 | 0.64467 | 0.012752 | 5.7234 | 2.1711 | 0.35568 | 0.0056676 | 2.5325
Upstate | 2024 | 0.2491 | 4.9136e-06 | 1.4954e-06 | 0.20418 | 4.0276e-06 | 1.2258e-06 | 0.032715 | 6.4532e-07 | 1.964e-07 | 0.30614 | 0.0016926 | 2.1577e-06 | 0.25094 | 0.0013874 | 1.7686e-06 | 0.040206 | 0.0002223 | 2.8338e-07 | 39.1857 | 4.9086 | 0.097097 | 44.1914 | 16.8376 | 2.8775 | 0.043154 | 19.7582 | 32.12 | 4.0235 | 0.079589 | 36.2231 | 13.8016 | 2.3586 | 0.035373 | 16.1956 | 5.1464 | 0.64467 | 0.012752 | 5.8038 | 2.2113 | 0.37791 | 0.0056676 | 2.5949
Upstate | 2025 | 0.2491 | 4.9136e-06 | 1.4954e-06 | 0.19603 | 3.8668e-06 | 1.1769e-06 | 0.032715 | 6.4532e-07 | 1.964e-07 | 0.30614 | 0.0016926 | 2.1577e-06 | 0.24092 | 0.001332 | 1.6981e-06 | 0.040206 | 0.0002223 | 2.8338e-07 | 39.4918 | 5.0779 | 0.099255 | 44.6689 | 17.1437 | 2.8775 | 0.045312 | 20.0665 | 31.0789 | 3.9961 | 0.07811 | 35.1531 | 13.4916 | 2.2645 | 0.035659 | 15.7917 | 5.1866 | 0.6669 | 0.013035 | 5.8665 | 2.2516 | 0.37791 | 0.005951 | 2.6354
Upstate | 2026 | 0.25006 | 4.9325e-06 | 1.5012e-06 | 0.18302 | 3.6102e-06 | 1.0988e-06 | 0.033533 | 6.6145e-07 | 2.0131e-07 | 0.30732 | 0.0016991 | 2.166e-06 | 0.22493 | 0.0012437 | 1.5854e-06 | 0.041211 | 0.00022786 | 2.9046e-07 | 40.2584 | 5.2673 | 0.1018 | 45.6275 | 17.517 | 3.0584 | 0.045486 | 20.621 | 29.4663 | 3.8553 | 0.074512 | 33.3962 | 12.8212 | 2.2386 | 0.033293 | 15.0931 | 5.3987 | 0.70636 | 0.013652 | 6.1187 | 2.3491 | 0.41014 | 0.0060998 | 2.7653
Upstate | 2027 | 0.22789 | 4.4953e-06 | 1.3681e-06 | 0.1614 | 3.1837e-06 | 9.6894e-07 | 0.023718 | 4.6786e-07 | 1.4239e-07 | 0.28008 | 0.0015485 | 1.974e-06 | 0.19836 | 0.0010967 | 1.398e-06 | 0.02915 | 0.00016117 | 2.0545e-07 | 36.97 | 4.8004 | 0.092779 | 41.8632 | 16.5245 | 2.7873 | 0.041454 | 19.3533 | 26.183 | 3.3998 | 0.065708 | 29.6485 | 11.703 | 1.9741 | 0.029359 | 13.7064 | 3.8477 | 0.49962 | 0.0096562 | 4.357 | 1.7198 | 0.2901 | 0.0043145 | 2.0142
Upstate | 2028 | 0.2013 | 3.9708e-06 | 1.2085e-06 | 0.12594 | 2.4842e-06 | 7.5605e-07 | 0.01554 | 3.0653e-07 | 9.3291e-08 | 0.2474 | 0.0013679 | 1.7437e-06 | 0.15477 | 0.00085574 | 1.0909e-06 | 0.019098 | 0.00010559 | 1.3461e-07 | 33.1515 | 4.3772 | 0.083698 | 37.6124 | 14.844 | 2.5989 | 0.038362 | 17.4813 | 20.7397 | 2.7384 | 0.052362 | 23.5304 | 9.2864 | 1.6259 | 0.023999 | 10.9363 | 2.5591 | 0.33789 | 0.0064611 | 2.9035 | 1.1459 | 0.20062 | 0.0029613 | 1.3495
Upstate | 2029 | 0.1849 | 3.6473e-06 | 1.11e-06 | 0.11191 | 2.2075e-06 | 6.7184e-07 | 0.0098145 | 1.936e-07 | 5.8921e-08 | 0.22724 | 0.0012564 | 1.6016e-06 | 0.13753 | 0.00076042 | 9.6936e-07 | 0.012062 | 6.669e-05 | 8.5014e-08 | 30.9047 | 4.1461 | 0.07848 | 35.1293 | 13.8617 | 2.3872 | 0.035236 | 16.2841 | 18.7047 | 2.5094 | 0.047499 | 21.2616 | 8.3896 | 1.4448 | 0.021326 | 9.8557 | 1.6404 | 0.22008 | 0.0041657 | 1.8647 | 0.73578 | 0.12671 | 0.0018703 | 0.86436
Upstate | 2030 | 0.16844 | 3.3226e-06 | 1.0112e-06 | 0.093858 | 1.8514e-06 | 5.6347e-07 | 0.0040894 | 8.0665e-08 | 2.455e-08 | 0.20701 | 0.0011446 | 1.4591e-06 | 0.11535 | 0.00063777 | 8.1301e-07 | 0.0050258 | 2.7787e-05 | 3.5423e-08 | 28.3609 | 3.8915 | 0.072953 | 32.3254 | 12.8349 | 2.2891 | 0.033559 | 15.1576 | 15.8031 | 2.1684 | 0.040651 | 18.0121 | 7.1518 | 1.2755 | 0.018699 | 8.446 | 0.68853 | 0.094477 | 0.0017711 | 0.78478 | 0.3116 | 0.055575 | 0.00081472 | 0.36799
Downstate | 2022 | 0.30098 | 5.937e-06 | 1.8069e-06 | 0.28478 | 5.6175e-06 | 1.7097e-06 | 0.31079 | 6.1306e-06 | 1.8658e-06 | 0.3699 | 0.0020452 | 2.6071e-06 | 0.34999 | 0.0019351 | 2.4668e-06 | 0.38196 | 0.0021118 | 2.6921e-06 | 45.868 | 5.7265 | 0.11471 | 51.7093 | 19.6049 | 3.2723 | 0.049536 | 22.9267 | 43.399 | 5.4183 | 0.10854 | 48.9258 | 18.5496 | 3.0961 | 0.046869 | 21.6926 | 47.363 | 5.9132 | 0.11845 | 53.3946 | 20.2439 | 3.3789 | 0.05115 | 23.674
Downstate | 2023 | 0.30098 | 5.937e-06 | 1.8069e-06 | 0.27538 | 5.432e-06 | 1.6532e-06 | 0.31079 | 6.1306e-06 | 1.8658e-06 | 0.3699 | 0.0020452 | 2.6071e-06 | 0.33844 | 0.0018712 | 2.3854e-06 | 0.38196 | 0.0021118 | 2.6921e-06 | 46.6078 | 5.931 | 0.11732 | 52.6562 | 19.9748 | 3.2723 | 0.052143 | 23.2992 | 42.6435 | 5.4265 | 0.10734 | 48.1774 | 18.2758 | 2.994 | 0.047708 | 21.3174 | 48.127 | 6.1243 | 0.12115 | 54.3724 | 20.6258 | 3.3789 | 0.053842 | 24.0586
Downstate | 2024 | 0.30098 | 5.937e-06 | 1.8069e-06 | 0.24671 | 4.8665e-06 | 1.4811e-06 | 0.31079 | 6.1306e-06 | 1.8658e-06 | 0.3699 | 0.0020452 | 2.6071e-06 | 0.30321 | 0.0016764 | 2.137e-06 | 0.38196 | 0.0021118 | 2.6921e-06 | 47.3476 | 5.931 | 0.11732 | 53.396 | 20.3447 | 3.4768 | 0.052143 | 23.8736 | 38.8103 | 4.8616 | 0.096167 | 43.768 | 16.6763 | 2.8499 | 0.042741 | 19.5689 | 48.8909 | 6.1243 | 0.12115 | 55.1364 | 21.0078 | 3.5901 | 0.053842 | 24.6518
Downstate | 2025 | 0.30098 | 5.937e-06 | 1.8069e-06 | 0.23686 | 4.6723e-06 | 1.422e-06 | 0.31079 | 6.1306e-06 | 1.8658e-06 | 0.3699 | 0.0020452 | 2.6071e-06 | 0.2911 | 0.0016095 | 2.0517e-06 | 0.38196 | 0.0021118 | 2.6921e-06 | 47.7175 | 6.1355 | 0.11993 | 53.973 | 20.7146 | 3.4768 | 0.05475 | 24.2462 | 37.5523 | 4.8285 | 0.09438 | 42.4752 | 16.3018 | 2.7361 | 0.043086 | 19.081 | 49.2728 | 6.3355 | 0.12384 | 55.7322 | 21.3898 | 3.5901 | 0.056534 | 25.0364
Downstate | 2026 | 0.26162 | 5.1605e-06 | 1.5706e-06 | 0.19149 | 3.7772e-06 | 1.1496e-06 | 0.27726 | 5.4691e-06 | 1.6645e-06 | 0.32152 | 0.0017777 | 2.2661e-06 | 0.23533 | 0.0013011 | 1.6587e-06 | 0.34075 | 0.001884 | 2.4016e-06 | 42.1196 | 5.5108 | 0.10651 | 47.737 | 18.3269 | 3.1998 | 0.047589 | 21.5743 | 30.8286 | 4.0336 | 0.077957 | 34.9401 | 13.414 | 2.3421 | 0.034832 | 15.7909 | 44.6381 | 5.8404 | 0.11288 | 50.5913 | 19.4227 | 3.3912 | 0.050435 | 22.8643
Downstate | 2027 | 0.23676 | 4.6701e-06 | 1.4213e-06 | 0.16768 | 3.3075e-06 | 1.0066e-06 | 0.22246 | 4.3882e-06 | 1.3355e-06 | 0.29097 | 0.0016088 | 2.0508e-06 | 0.20607 | 0.0011394 | 1.4524e-06 | 0.2734 | 0.0015116 | 1.927e-06 | 38.408 | 4.9872 | 0.096388 | 43.4915 | 17.1672 | 2.8958 | 0.043067 | 20.106 | 27.2014 | 3.532 | 0.068264 | 30.8017 | 12.1582 | 2.0509 | 0.030501 | 14.2396 | 36.0892 | 4.6861 | 0.090568 | 40.8658 | 16.1308 | 2.7209 | 0.040467 | 18.8922
Downstate | 2028 | 0.20748 | 4.0926e-06 | 1.2456e-06 | 0.1298 | 2.5604e-06 | 7.7924e-07 | 0.16276 | 3.2105e-06 | 9.771e-07 | 0.25499 | 0.0014098 | 1.7972e-06 | 0.15952 | 0.00088199 | 1.1243e-06 | 0.20003 | 0.0011059 | 1.4098e-06 | 34.1685 | 4.5114 | 0.086266 | 38.7662 | 15.2993 | 2.6787 | 0.039538 | 18.0175 | 21.3759 | 2.8224 | 0.053968 | 24.2523 | 9.5713 | 1.6758 | 0.024735 | 11.2718 | 26.8035 | 3.539 | 0.067671 | 30.4102 | 12.0016 | 2.1013 | 0.031016 | 14.1339
Downstate | 2029 | 0.18763 | 3.7011e-06 | 1.1264e-06 | 0.11356 | 2.2401e-06 | 6.8176e-07 | 0.11205 | 2.2102e-06 | 6.7268e-07 | 0.2306 | 0.001275 | 1.6253e-06 | 0.13957 | 0.00077165 | 9.8368e-07 | 0.13771 | 0.00076137 | 9.7058e-07 | 31.361 | 4.2074 | 0.079638 | 35.648 | 14.0663 | 2.4224 | 0.035756 | 16.5245 | 18.9809 | 2.5465 | 0.0482 | 21.5756 | 8.5135 | 1.4661 | 0.021641 | 10.0013 | 18.7281 | 2.5125 | 0.047558 | 21.2882 | 8.4001 | 1.4466 | 0.021353 | 9.8681
Downstate | 2030 | 0.16794 | 3.3127e-06 | 1.0082e-06 | 0.093578 | 1.8459e-06 | 5.6179e-07 | 0.061341 | 1.21e-06 | 3.6825e-07 | 0.2064 | 0.0011412 | 1.4547e-06 | 0.11501 | 0.00063587 | 8.1058e-07 | 0.075387 | 0.00041681 | 5.3134e-07 | 28.2762 | 3.8799 | 0.072735 | 32.2289 | 12.7965 | 2.2823 | 0.033458 | 15.1123 | 15.7559 | 2.1619 | 0.040529 | 17.9583 | 7.1304 | 1.2717 | 0.018643 | 8.4208 | 10.328 | 1.4172 | 0.026567 | 11.7717 | 4.674 | 0.83362 | 0.012221 | 5.5198
Upstate | [10 empty] | 2022 | 2023 | 2024 | 2025 | 2026 | 2027 | 2028 | 2029 | 2030
Long-run marginal - fuel cycle - CO2 - (metric tons of each GHG/MWh) | [10 empty] | 0.28966 | 0.2801 | 0.25094 | 0.24092 | 0.22493 | 0.19836 | 0.15477 | 0.13753 | 0.11535
Long-run marginal - fuel cycle - CO2 - (metric tons of each GHG/kWh) | [10 empty] | 0.00028966 | 0.0002801 | 0.00025094 | 0.00024092 | 0.00022493 | 0.00019836 | 0.00015477 | 0.00013753 | 0.00011535

## AEO2025 Energy Prices (hidden)
ref2025.d032025a
|  | Report | Annual Energy Outlook 2025
|  | Scenario | ref2025 |  | Reference
|  | Datekey | d032025a
|  | Release Date |  | April 2025
3. Energy Prices by Sector and Source
(2024 dollars per MMBtu, unless otherwise noted)
Avg Annual Change
| Sector and Source | 2024 | 2025 | 2026 | 2027 | 2028 | 2029 | 2030 | 2031 | 2032 | 2033 | 2034 | 2035 | 2036 | 2037 | 2038 | 2039 | 2040 | 2041 | 2042 | 2043 | 2044 | 2045 | 2046 | 2047 | 2048 | 2049 | 2050 | 2024-2050
Residential
PRC000:ba_LiquefiedPetr | Propane | 26.594 | 25.685 | 25.826 | 25.6329 | 25.6403 | 25.8626 | 26.2759 | 26.7584 | 27.5831 | 28.6551 | 29.6053 | 30.2847 | 30.6975 | 30.934 | 31.0261 | 31.0657 | 31.1663 | 31.3488 | 31.522 | 31.9005 | 32.2065 | 32.49 | 32.7901 | 33.2747 | 33.6067 | 33.8565 | 34.0291 | 0.0095271
PRC000:ba_DistillateFue | Distillate Fuel Oil | 26.1584 | 24.6178 | 24.5534 | 25.2493 | 26.1254 | 27.0426 | 28.0019 | 28.06 | 27.98 | 28.3006 | 28.4393 | 28.6795 | 28.7813 | 28.9685 | 29.0696 | 29.2138 | 29.4434 | 29.6833 | 29.7991 | 30.117 | 30.3251 | 30.392 | 30.646 | 31.1674 | 31.1757 | 31.1617 | 31.2795 | 0.0069004
PRC000:ba_NaturalGas | Natural Gas | 13.9322 | 12.7568 | 12.4867 | 12.0688 | 11.8118 | 11.6979 | 11.5758 | 11.761 | 12.1732 | 12.5548 | 12.7946 | 12.9219 | 12.9429 | 12.9067 | 12.8474 | 12.8083 | 12.8314 | 12.9514 | 13.0569 | 13.162 | 13.2225 | 13.3027 | 13.4027 | 13.4331 | 13.4148 | 13.4046 | 13.3788 | -0.0015576
PRC000:ba_Electricity | Electricity | 45.5506 | 45.1305 | 42.6195 | 40.4334 | 40.2015 | 40.5649 | 40.9049 | 41.4868 | 41.8116 | 42.6098 | 42.7965 | 42.7474 | 42.4002 | 42.1094 | 41.8377 | 41.4734 | 41.391 | 41.5409 | 41.7745 | 42.0088 | 42.2745 | 42.6521 | 43.1004 | 43.384 | 43.5893 | 43.7598 | 43.7483 | -0.0015516
Commercial
PRC000:ca_LiquefiedGas | Propane | 19.0868 | 19.0643 | 19.8973 | 19.698 | 19.8127 | 20.1275 | 20.5774 | 21.001 | 21.8322 | 22.8155 | 23.463 | 23.7704 | 23.8637 | 23.8849 | 23.8337 | 23.8075 | 23.9059 | 24.0922 | 24.2217 | 24.621 | 24.8212 | 25.0071 | 25.2294 | 25.6925 | 25.8589 | 25.9736 | 26.0376 | 0.012016
PRC000:ca_DistillateFue | Distillate Fuel Oil | 26.2079 | 24.7075 | 23.4788 | 23.0012 | 22.7007 | 22.4457 | 22.2312 | 22.2767 | 22.1652 | 22.4759 | 22.6057 | 22.8265 | 22.9138 | 23.0868 | 23.1965 | 23.3291 | 23.5407 | 23.7801 | 23.8822 | 24.2017 | 24.4029 | 24.4666 | 24.7145 | 25.2363 | 25.2399 | 25.2328 | 25.3399 | -0.0012946
PRC000:ca_ResidualFuel | Residual Fuel Oil | 6.7461 | 7.4717 | 7.7978 | 8.7952 | 9.8737 | 10.9593 | 12.1183 | 12.1892 | 12.1646 | 12.4074 | 12.5235 | 12.6669 | 12.7178 | 12.7801 | 12.9087 | 12.9462 | 13.0062 | 13.0336 | 13.2731 | 13.253 | 13.0928 | 13.1589 | 13.4202 | 13.8956 | 13.9104 | 13.9782 | 14.2898 | 0.02929
PRC000:ca_NaturalGas | Natural Gas | 9.5559 | 8.5243 | 8.5771 | 8.5097 | 8.5786 | 8.7559 | 8.923 | 9.0558 | 9.3925 | 9.7089 | 9.8889 | 9.9693 | 9.9564 | 9.8925 | 9.8063 | 9.7387 | 9.7296 | 9.811 | 9.8801 | 9.9519 | 9.9824 | 10.0318 | 10.1012 | 10.1031 | 10.0609 | 10.0258 | 9.975 | 0.0016525
PRC000:ca_Electricity | Electricity | 38.55 | 37.6455 | 35.1656 | 33.0679 | 32.9738 | 33.3068 | 33.6386 | 34.2233 | 34.4685 | 35.1993 | 35.2679 | 35.1713 | 34.7959 | 34.5367 | 34.283 | 33.9136 | 33.8209 | 33.9591 | 34.1669 | 34.3554 | 34.5626 | 34.8518 | 35.2025 | 35.3667 | 35.4405 | 35.4846 | 35.384 | -0.0032907
Industrial 1/
PRC000:da_LiquefiedPetr | Propane | 12.6603 | 12.5987 | 13.3948 | 13.21 | 13.3213 | 13.6303 | 14.0779 | 14.506 | 15.3515 | 16.375 | 17.068 | 17.4048 | 17.5106 | 17.5359 | 17.4825 | 17.4542 | 17.5584 | 17.758 | 17.8991 | 18.3299 | 18.5519 | 18.7573 | 19.0024 | 19.5128 | 19.7031 | 19.8336 | 19.9068 | 0.01756
PRC000:da_DistillateFue | Distillate Fuel Oil | 26.0918 | 24.6008 | 23.3396 | 22.8315 | 22.5042 | 22.2185 | 21.966 | 22.0146 | 21.8961 | 22.226 | 22.3649 | 22.6107 | 22.7172 | 22.9009 | 23.0069 | 23.1472 | 23.3719 | 23.6084 | 23.715 | 24.0466 | 24.2516 | 24.3169 | 24.5696 | 25.0934 | 25.0985 | 25.0871 | 25.2016 | -0.0013342
PRC000:da_ResidualFuel | Residual Fuel Oil | 7.8347 | 8.8476 | 9.3909 | 10.5931 | 11.8391 | 13.159 | 14.5571 | 14.6571 | 14.6486 | 14.9541 | 15.0849 | 15.2593 | 15.3445 | 15.4291 | 15.5607 | 15.6093 | 15.683 | 15.7298 | 15.9598 | 15.9614 | 15.7926 | 15.8343 | 16.0883 | 16.5597 | 16.5834 | 16.651 | 16.9571 | 0.030142
PRC000:da_NaturalGas | Natural Gas 2/ | 3.3335 | 4.0206 | 3.9078 | 3.7799 | 3.8492 | 3.9927 | 4.1566 | 4.2983 | 4.7408 | 5.0902 | 5.288 | 5.3632 | 5.3414 | 5.2644 | 5.1767 | 5.1057 | 5.1209 | 5.2106 | 5.2891 | 5.3845 | 5.4326 | 5.4751 | 5.5451 | 5.5545 | 5.5148 | 5.4632 | 5.4166 | 0.018847
PRC000:da_Metallurgical | Metallurgical Coal | 7.7671 | 7.6439 | 7.5874 | 7.5467 | 7.517 | 7.5095 | 7.5069 | 7.5101 | 7.5304 | 7.5276 | 7.4928 | 7.5154 | 7.5153 | 7.5133 | 7.5115 | 7.4909 | 7.4895 | 7.4633 | 7.4609 | 7.4543 | 7.4587 | 7.4716 | 7.4745 | 7.4715 | 7.4681 | 7.469 | 7.4636 | -0.0015317
PRC000:da_SteamCoal | Other Industrial Coal | 3.5721 | 3.6081 | 3.6188 | 3.5989 | 3.5744 | 3.5554 | 3.5311 | 3.5174 | 3.4665 | 3.455 | 3.4442 | 3.4181 | 3.423 | 3.4298 | 3.4408 | 3.4283 | 3.4237 | 3.4264 | 3.4248 | 3.4313 | 3.4361 | 3.4388 | 3.4519 | 3.4563 | 3.4574 | 3.4565 | 3.463 | -0.001192
PRC000:da_Hydrogen | Hydrogen | 9.5871 | 10.5173 | 10.4678 | 10.3648 | 10.4999 | 10.7018 | 10.9321 | 11.148 | 11.4372 | 11.9203 | 12.2269 | 12.4021 | 12.3715 | 12.2628 | 12.3976 | 12.4906 | 12.4732 | 12.3014 | 12.3585 | 12.4524 | 12.5098 | 12.4104 | 12.4944 | 12.4919 | 12.4046 | 12.3177 | 12.2858 | 0.0095851
PRC000:da_Electricity | Electricity | 26.4883 | 26.032 | 23.6344 | 22.1812 | 22.0189 | 22.358 | 22.6905 | 23.2167 | 23.6373 | 24.2914 | 24.3501 | 24.2492 | 23.8709 | 23.5399 | 23.3329 | 23.1229 | 23.1036 | 23.2238 | 23.384 | 23.5203 | 23.672 | 23.9607 | 24.2791 | 24.41 | 24.4961 | 24.5627 | 24.4522 | -0.0030715
Transportation
PRC000:ea_LiquefiedPetr | Propane | 17.5893 | 17.7433 | 18.5219 | 18.2967 | 18.4056 | 18.6837 | 19.0702 | 19.4232 | 20.1419 | 20.9703 | 21.4843 | 21.7129 | 21.773 | 21.7838 | 21.7367 | 21.7164 | 21.8059 | 21.9663 | 22.0706 | 22.4162 | 22.5702 | 22.7208 | 22.9053 | 23.3003 | 23.4195 | 23.5079 | 23.5563 | 0.011298
PRC000:ea_Ethanol(E85) | E85 3/ | 28.8237 | 28.9382 | 30.2006 | 29.815 | 29.3004 | 28.3462 | 28.3315 | 28.4623 | 28.2521 | 27.9992 | 28.0596 | 27.8178 | 27.8256 | 27.709 | 27.2606 | 27.1558 | 27.089 | 26.5421 | 26.2591 | 26.2638 | 25.0524 | 25.1165 | 24.6322 | 25.0252 | 25.127 | 25.209 | 25.4182 | -0.0048243
PRC000:ea_MotorGasoline | Motor Gasoline 4/ | 28.6798 | 27.0945 | 25.4209 | 24.935 | 24.6728 | 24.3801 | 24.4055 | 24.4283 | 24.2607 | 24.1317 | 24.1845 | 23.972 | 23.9705 | 23.8612 | 23.4936 | 23.3761 | 23.2913 | 22.8446 | 22.5984 | 22.6091 | 21.5925 | 21.634 | 21.2131 | 21.5353 | 21.6215 | 21.6857 | 21.8557 | -0.010397
PRC000:ea_JetFuel | Jet Fuel 5/ | 17.6389 | 16.395 | 16.1083 | 16.5142 | 17.1069 | 17.723 | 18.3613 | 18.4784 | 18.3748 | 18.6891 | 18.8479 | 19.0454 | 19.1277 | 19.3091 | 19.5292 | 19.6511 | 19.8648 | 20.174 | 20.3009 | 20.6691 | 20.9667 | 21.0693 | 21.3583 | 21.9758 | 22.0016 | 22.0478 | 22.1744 | 0.0088399
PRC000:ea_DistillateFue | Diesel Fuel (distillate fuel oil) 6/ | 27.2836 | 25.5912 | 24.9345 | 24.9573 | 25.192 | 25.4537 | 25.7593 | 25.8221 | 25.681 | 26.043 | 26.1978 | 26.4752 | 26.5884 | 26.786 | 26.8679 | 27.0189 | 27.2302 | 27.4379 | 27.5253 | 27.8939 | 28.1186 | 28.2092 | 28.4493 | 29.0722 | 29.1195 | 29.0888 | 29.1454 | 0.0025421
PRC000:ea_ResidualFuel | Residual Fuel Oil | 13.4013 | 11.8438 | 12.6039 | 12.5328 | 12.4667 | 12.4504 | 12.477 | 12.5457 | 12.5091 | 12.7063 | 12.7996 | 12.9325 | 12.9755 | 13.0392 | 13.1372 | 13.1727 | 13.2411 | 13.3088 | 13.4568 | 13.4945 | 13.4106 | 13.3365 | 13.4975 | 13.8552 | 13.898 | 13.9481 | 14.1749 | 0.0021608
PRC000:ea_NaturalGas | Natural Gas 7/ | 14.507 | 15.0702 | 14.9823 | 14.8518 | 14.8937 | 15.0189 | 15.1194 | 15.2118 | 15.5696 | 15.8053 | 15.8946 | 15.8769 | 15.7639 | 15.5981 | 15.4251 | 15.266 | 15.1813 | 15.1864 | 15.1797 | 15.1928 | 15.1507 | 15.1274 | 15.1338 | 15.059 | 14.936 | 14.8118 | 14.6789 | 0.000453
PRC000:ea_Hydrogen | Hydrogen | 60.5209 | 60.6577 | 60.5112 | 60.3782 | 60.4764 | 60.6586 | 60.8695 | 61.6572 | 61.8361 | 62.3339 | 62.6411 | 62.8176 | 62.7699 | 62.6453 | 62.8196 | 62.9807 | 62.9538 | 62.7348 | 62.7759 | 62.8543 | 62.8938 | 62.724 | 62.9565 | 62.9621 | 62.6913 | 62.6073 | 62.5679 | 0.0012802
PRC000:ea_Electricity | Electricity 8/ | 42.5935 | 42.359 | 39.7721 | 36.4921 | 36.5603 | 36.7535 | 37.0763 | 37.7785 | 38.0748 | 39.0448 | 39.144 | 39.0881 | 38.7046 | 38.7299 | 38.4321 | 37.9288 | 37.7262 | 37.887 | 38.1793 | 38.3535 | 38.4861 | 38.6611 | 38.9265 | 39.0293 | 39.149 | 39.3006 | 39.3134 | -0.0030774
Electric Power 9/
PRC000:ga_DistillateFue | Distillate Fuel Oil | 26.1373 | 24.6281 | 23.3798 | 22.909 | 22.5143 | 22.2748 | 22.1563 | 22.0881 | 22.6605 | 22.9837 | 23.1167 | 23.2735 | 23.2971 | 23.4211 | 23.5834 | 23.7066 | 23.85 | 24.0934 | 24.1773 | 24.5141 | 24.6394 | 24.7173 | 25.0311 | 25.6054 | 25.614 | 25.6489 | 25.7355 | -0.0005957
PRC000:ga_ResidualFuel | Residual Fuel Oil | 17.3945 | 13.6822 | 13.595 | 14.2671 | 14.9992 | 15.6914 | 16.4407 | 16.5684 | 16.4848 | 16.7253 | 16.8655 | 17.0617 | 17.1207 | 17.2087 | 17.3346 | 17.356 | 17.4633 | 17.5218 | 17.5036 | 17.4755 | 17.1957 | 16.7372 | 16.9478 | 17.3981 | 17.4889 | 17.5675 | 17.8498 | 0.00099414
PRC000:ga_NaturalGas | Natural Gas | 2.7239 | 3.1569 | 3.074 | 3.0153 | 3.0705 | 3.2646 | 3.4316 | 3.5506 | 4.0436 | 4.3248 | 4.4705 | 4.519 | 4.5014 | 4.4109 | 4.3408 | 4.2818 | 4.3097 | 4.3984 | 4.4851 | 4.57 | 4.5928 | 4.5856 | 4.6212 | 4.6285 | 4.5859 | 4.5211 | 4.4592 | 0.019138
PRC000:ga_SteamCoal | Steam Coal | 2.4894 | 2.4296 | 2.376 | 2.3295 | 2.2352 | 2.2066 | 2.239 | 2.198 | 1.978 | 1.9591 | 1.9663 | 1.959 | 1.9698 | 1.9409 | 1.9523 | 2.0667 | 2.0647 | 2.0645 | 2.0657 | 2.072 | 2.0491 | 2.0574 | 1.879 | 2.3516 | 2.3543 | 2.3533 | 2.3608 | -0.0020384
PRC000:ga_uranium | Uranium | 0.75333 | 0.75326 | 0.75319 | 0.75312 | 0.75306 | 0.75298 | 0.75291 | 0.75284 | 0.75277 | 0.75271 | 0.75263 | 0.75257 | 0.75249 | 0.75243 | 0.75236 | 0.75228 | 0.75222 | 0.75215 | 0.75208 | 0.75201 | 0.75194 | 0.75187 | 0.75181 | 0.75173 | 0.75166 | 0.7516 | 0.75152 | -9.2216e-05
PRC000:ga_Hydrogen | Hydrogen | 9.5871 | 10.5173 | 10.4678 | 10.3648 | 10.4999 | 10.7018 | 10.9321 | 11.148 | 11.4372 | 11.9203 | 12.2269 | 12.4021 | 12.3715 | 12.2628 | 12.3976 | 12.4906 | 12.4732 | 12.3014 | 12.3585 | 12.4524 | 12.5098 | 12.4104 | 12.4944 | 12.4919 | 12.4046 | 12.3177 | 12.2858 | 0.0095851
Average Price to All Users 10/
PRC000:ha_LiquefiedPetr | Propane | 23.1093 | 22.9292 | 22.4188 | 22.1808 | 22.1889 | 22.3985 | 22.7783 | 23.1892 | 23.9598 | 24.9579 | 25.7325 | 26.2 | 26.4203 | 26.5122 | 26.4953 | 26.4663 | 26.535 | 26.6955 | 26.8214 | 27.1884 | 27.4173 | 27.6253 | 27.861 | 28.3129 | 28.5333 | 28.6848 | 28.7728 | 0.0084662
PRC000:ha_Ethanol(E85) | E85 3/ | 28.8237 | 28.9382 | 30.2006 | 29.815 | 29.3004 | 28.3462 | 28.3315 | 28.4623 | 28.2521 | 27.9992 | 28.0596 | 27.8178 | 27.8256 | 27.709 | 27.2606 | 27.1558 | 27.089 | 26.5421 | 26.2591 | 26.2638 | 25.0524 | 25.1165 | 24.6322 | 25.0252 | 25.127 | 25.209 | 25.4182 | -0.0048243
PRC000:ha_MotorGasoline | Motor Gasoline 4/ | 28.6842 | 27.1256 | 25.464 | 24.9807 | 24.7147 | 24.4136 | 24.4277 | 24.4526 | 24.2871 | 24.1605 | 24.2162 | 24.0064 | 24.0082 | 23.9019 | 23.5378 | 23.4208 | 23.3365 | 22.8941 | 22.6511 | 22.6654 | 21.6517 | 21.6958 | 21.2776 | 21.603 | 21.6923 | 21.7589 | 21.9315 | -0.010271
PRC000:ha_JetFuel | Jet Fuel 5/ | 17.6389 | 16.395 | 16.1083 | 16.5142 | 17.1069 | 17.723 | 18.3613 | 18.4784 | 18.3748 | 18.6891 | 18.8479 | 19.0454 | 19.1277 | 19.3091 | 19.5292 | 19.6511 | 19.8648 | 20.174 | 20.3009 | 20.6691 | 20.9667 | 21.0693 | 21.3583 | 21.9758 | 22.0016 | 22.0478 | 22.1744 | 0.0088399
PRC000:ha_DistillateFue | Distillate Fuel Oil | 27.0124 | 25.3625 | 24.5986 | 24.5768 | 24.7434 | 24.9374 | 25.1612 | 25.1989 | 25.0849 | 25.3948 | 25.5205 | 25.7584 | 25.8645 | 26.0428 | 26.1224 | 26.2535 | 26.4761 | 26.6936 | 26.7931 | 27.1121 | 27.3061 | 27.3601 | 27.6042 | 28.1182 | 28.1143 | 28.0845 | 28.1959 | 0.0016505
PRC000:ha_ResidualFuel | Residual Fuel Oil | 13.2916 | 11.7754 | 12.4585 | 12.5253 | 12.5894 | 12.6974 | 12.8426 | 12.9106 | 12.8707 | 13.075 | 13.1707 | 13.3078 | 13.3479 | 13.4069 | 13.5013 | 13.5294 | 13.5929 | 13.64 | 13.7638 | 13.7763 | 13.6603 | 13.5593 | 13.7242 | 14.0883 | 14.1301 | 14.18 | 14.4103 | 0.003113
PRC000:ha_NaturalGas | Natural Gas | 5.3589 | 5.6354 | 5.6063 | 5.4404 | 5.4606 | 5.5841 | 5.6918 | 5.8496 | 6.1921 | 6.5704 | 6.8101 | 6.9293 | 6.9614 | 6.9616 | 6.9314 | 6.894 | 6.8986 | 6.9674 | 7.0491 | 7.1239 | 7.1516 | 7.1788 | 7.2403 | 7.2517 | 7.2059 | 7.1596 | 7.1154 | 0.010964
PRC000:ha_Metallugical | Metallurgical Coal | 7.7671 | 7.6439 | 7.5874 | 7.5467 | 7.517 | 7.5095 | 7.5069 | 7.5101 | 7.5304 | 7.5276 | 7.4928 | 7.5154 | 7.5153 | 7.5133 | 7.5115 | 7.4909 | 7.4895 | 7.4633 | 7.4609 | 7.4543 | 7.4587 | 7.4716 | 7.4745 | 7.4715 | 7.4681 | 7.469 | 7.4636 | -0.0015317
PRC000:ha_Coal | Other Coal | 2.5446 | 2.4915 | 2.4527 | 2.4243 | 2.341 | 2.3225 | 2.3729 | 2.348 | 2.5833 | 2.5747 | 2.6016 | 2.5999 | 2.6369 | 2.6614 | 2.7043 | 2.9738 | 2.966 | 2.9641 | 2.965 | 2.9677 | 3.0474 | 3.0679 | 3.2905 | 3.372 | 3.3717 | 3.3689 | 3.3736 | 0.010905
PRC000:ha_Hydrogen | Hydrogen | 9.6267 | 10.6573 | 10.7683 | 10.909 | 11.4089 | 12.0356 | 12.7339 | 14.0107 | 16.4977 | 18.8282 | 20.6696 | 22.1548 | 23.2628 | 24.1647 | 25.2095 | 26.1262 | 26.8454 | 27.3087 | 27.9334 | 28.507 | 28.9816 | 29.249 | 29.7222 | 30.0177 | 30.1174 | 30.2716 | 30.4456 | 0.04528
PRC000:ha_Electricity | Electricity | 38.092 | 37.3532 | 34.9 | 32.9784 | 32.8497 | 33.2085 | 33.5373 | 34.0897 | 34.3813 | 35.09 | 35.1597 | 35.0448 | 34.6572 | 34.3672 | 34.1252 | 33.8079 | 33.744 | 33.888 | 34.0974 | 34.2934 | 34.5155 | 34.8495 | 35.2377 | 35.4381 | 35.559 | 35.6525 | 35.5797 | -0.0026207
Non-Renewable Energy Expenditures by Sector
(billion 2024 dollars)
PRC000:ia_Residential | Residential | 321.8585 | 316.6443 | 305.8576 | 296.3723 | 297.1752 | 300.7319 | 303.8715 | 309.1053 | 314.6766 | 323.4278 | 328.3975 | 332.2106 | 334.2264 | 336.5967 | 338.8891 | 340.7241 | 344.2503 | 349.3087 | 354.4516 | 359.4746 | 364.1688 | 369.5208 | 375.3096 | 379.8244 | 383.4141 | 386.9771 | 389.4287 | 0.0073565
PRC000:ia_Commercial | Commercial | 241.1203 | 237.4544 | 224.5398 | 216.3381 | 218.1018 | 223.7078 | 228.9444 | 235.9289 | 242.745 | 252.3349 | 258.3247 | 263.2159 | 266.4954 | 270.1707 | 273.582 | 276.4573 | 280.9974 | 286.9759 | 293.1538 | 299.3521 | 304.7962 | 311.51 | 318.4453 | 324.6422 | 329.8267 | 335.0368 | 339.4643 | 0.013244
PRC000:ia_Industrial | Industrial 1/ | 225.5112 | 229.541 | 225.1794 | 218.9924 | 219.9935 | 224.6714 | 230.705 | 237.6207 | 248.5896 | 260.843 | 268.9462 | 274.1279 | 276.2069 | 277.2587 | 278.7838 | 281.1818 | 285.4648 | 290.5792 | 295.7542 | 302.0275 | 306.0948 | 311.2166 | 316.1286 | 322.812 | 326.9408 | 331.2803 | 334.6123 | 0.015293
PRC000:ia_Transportatio | Transportation | 714.8423 | 676.3616 | 642.1047 | 630.9035 | 623.2926 | 613.9365 | 607.1486 | 595.8478 | 576.3984 | 562.1271 | 549.583 | 534.7769 | 521.4707 | 508.3703 | 493.4023 | 481.9882 | 473.2964 | 461.9338 | 452.2479 | 448.6793 | 434.6542 | 430.8695 | 424.9725 | 429.9627 | 427.368 | 426.2205 | 427.9889 | -0.019536
PRC000:ia_TotalNon-Rene | Total Non-Renewable Expenditures | 1503.3323 | 1460.0013 | 1397.6816 | 1362.6062 | 1358.5632 | 1363.0476 | 1370.6694 | 1378.5028 | 1382.4097 | 1398.7328 | 1405.2515 | 1404.3313 | 1398.3994 | 1392.3965 | 1384.6571 | 1380.3513 | 1384.009 | 1388.7976 | 1395.6077 | 1409.5334 | 1409.7139 | 1423.1169 | 1434.856 | 1457.2412 | 1467.5496 | 1479.5146 | 1491.4943 | -0.00030402
PRC000:ja_Transportatio | Transportation Renewable Expenditures | 0.10786 | 0.10025 | 0.092592 | 0.086429 | 0.082441 | 0.082635 | 0.078391 | 0.072758 | 0.067122 | 0.062388 | 0.059154 | 0.055148 | 0.051695 | 0.048775 | 0.045446 | 0.04323 | 0.042001 | 0.040477 | 0.039214 | 0.038811 | 0.037629 | 0.036623 | 0.035866 | 0.037128 | 0.037247 | 0.037393 | 0.037482 | -0.039838
PRC000:ja_TotalExpendit | Total Expenditures | 1503.4402 | 1460.1016 | 1397.7743 | 1362.6926 | 1358.6456 | 1363.1302 | 1370.7478 | 1378.5756 | 1382.4768 | 1398.7952 | 1405.3107 | 1404.3865 | 1398.451 | 1392.4453 | 1384.7025 | 1380.3945 | 1384.051 | 1388.8381 | 1395.6469 | 1409.5723 | 1409.7515 | 1423.1536 | 1434.8918 | 1457.2783 | 1467.5868 | 1479.552 | 1491.5317 | -0.00030581
Prices in Nominal Dollars
Residential
PRC000:nom_R_LiquefiedP | Propane | 26.594 | 26.212 | 26.8009 | 27.0438 | 27.5625 | 28.2946 | 29.2839 | 30.4348 | 32.0357 | 34.005 | 35.9106 | 37.531 | 38.8299 | 39.9429 | 40.8895 | 41.7803 | 42.7974 | 43.9673 | 45.1745 | 46.7348 | 48.234 | 49.7564 | 51.3517 | 53.2989 | 55.0581 | 56.7199 | 58.2864 | 0.03064
PRC000:nom_R_Distillate | Distillate Fuel Oil | 26.1584 | 25.1228 | 25.4803 | 26.6391 | 28.084 | 29.5855 | 31.2076 | 31.9151 | 32.4967 | 33.5844 | 34.4962 | 35.5418 | 36.406 | 37.405 | 38.3111 | 39.2896 | 40.4315 | 41.6314 | 42.7054 | 44.1219 | 45.4162 | 46.5434 | 47.9938 | 49.9234 | 51.0754 | 52.2053 | 53.5767 | 0.027959
PRC000:nom_R_NaturalGas | Natural Gas | 13.9322 | 13.0185 | 12.958 | 12.7331 | 12.6973 | 12.7979 | 12.9009 | 13.3768 | 14.1383 | 14.8988 | 15.5195 | 16.0138 | 16.3718 | 16.6655 | 16.9317 | 17.2258 | 17.62 | 18.1646 | 18.7119 | 19.2825 | 19.8026 | 20.3722 | 20.9896 | 21.5169 | 21.9776 | 22.4569 | 22.9158 | 0.019324
PRC000:nom_R_Electricit | Electricity | 45.5506 | 46.0564 | 44.2284 | 42.6591 | 43.2152 | 44.3795 | 45.5877 | 47.1867 | 48.561 | 50.5651 | 51.9111 | 52.9757 | 53.6329 | 54.373 | 55.1382 | 55.7775 | 56.8379 | 58.2619 | 59.8675 | 61.5436 | 63.3122 | 65.319 | 67.4984 | 69.4917 | 71.4126 | 73.311 | 74.9337 | 0.01933
Commercial
PRC000:nom_C_LiquefiedG | Propane | 19.0868 | 19.4554 | 20.6484 | 20.7822 | 21.298 | 22.0203 | 22.933 | 23.8863 | 25.3565 | 27.0752 | 28.4601 | 29.458 | 30.1858 | 30.8409 | 31.4107 | 32.0186 | 32.8275 | 33.7897 | 34.7124 | 36.0702 | 37.1734 | 38.2968 | 39.5111 | 41.1538 | 42.3648 | 43.5137 | 44.5982 | 0.033181
PRC000:nom_C_Distillate | Distillate Fuel Oil | 26.2079 | 25.2144 | 24.3651 | 24.2673 | 24.4026 | 24.5564 | 24.7761 | 25.3373 | 25.7432 | 26.6722 | 27.4202 | 28.2883 | 28.9842 | 29.8104 | 30.5708 | 31.3753 | 32.326 | 33.3521 | 34.2259 | 35.4559 | 36.5468 | 37.4691 | 38.7048 | 40.4232 | 41.3507 | 42.2726 | 43.4032 | 0.019592
PRC000:nom_C_ResidualFu | Residual Fuel Oil | 6.7461 | 7.625 | 8.0922 | 9.2794 | 10.6139 | 11.9898 | 13.5056 | 13.8639 | 14.1283 | 14.7238 | 15.1908 | 15.6977 | 16.087 | 16.5021 | 17.0125 | 17.4113 | 17.8601 | 18.2799 | 19.0218 | 19.4159 | 19.6084 | 20.152 | 21.0171 | 22.2578 | 22.7895 | 23.4178 | 24.4762 | 0.050816
PRC000:nom_C_NaturalGas | Natural Gas | 9.5559 | 8.6991 | 8.9009 | 8.9781 | 9.2217 | 9.5793 | 9.9444 | 10.3 | 10.9087 | 11.5215 | 11.995 | 12.3547 | 12.5941 | 12.7734 | 12.9238 | 13.0975 | 13.3606 | 13.7601 | 14.1592 | 14.5797 | 14.9501 | 15.3631 | 15.8193 | 16.1829 | 16.4829 | 16.7963 | 17.0856 | 0.022601
PRC000:nom_C_Electricit | Electricity | 38.55 | 38.4178 | 36.4931 | 34.8882 | 35.4457 | 36.4388 | 37.4895 | 38.9253 | 40.0326 | 41.771 | 42.7791 | 43.5869 | 44.014 | 44.5949 | 45.1818 | 45.6103 | 46.4427 | 47.6283 | 48.9649 | 50.3313 | 51.7626 | 53.3733 | 55.1297 | 56.6498 | 58.0625 | 59.4474 | 60.607 | 0.017554
| Propane ($/therm) | 1.9087 | 1.9455 | 2.0648 | 2.0782 | 2.1298 | 2.202 | 2.2933 | 2.3886 | 2.5356 | 2.7075 | 2.846 | 2.9458 | 3.0186 | 3.0841 | 3.1411 | 3.2019 | 3.2828 | 3.379 | 3.4712 | 3.607 | 3.7173 | 3.8297 | 3.9511 | 4.1154 | 4.2365 | 4.3514 | 4.4598
| Distillate Fuel Oil ($/therm) | 2.6208 | 2.5214 | 2.4365 | 2.4267 | 2.4403 | 2.4556 | 2.4776 | 2.5337 | 2.5743 | 2.6672 | 2.742 | 2.8288 | 2.8984 | 2.981 | 3.0571 | 3.1375 | 3.2326 | 3.3352 | 3.4226 | 3.5456 | 3.6547 | 3.7469 | 3.8705 | 4.0423 | 4.1351 | 4.2273 | 4.3403
Industrial 1/
PRC000:nom_I_LiquefiedP | Propane | 12.6603 | 12.8571 | 13.9005 | 13.9371 | 14.32 | 14.912 | 15.6895 | 16.499 | 17.8296 | 19.4322 | 20.7031 | 21.5693 | 22.1495 | 22.6428 | 23.0403 | 23.4742 | 24.1111 | 24.9059 | 25.6513 | 26.8536 | 27.7842 | 28.7256 | 29.7592 | 31.2552 | 32.2798 | 33.2273 | 34.0971 | 0.038841
PRC000:nom_I_Distillate | Distillate Fuel Oil | 26.0918 | 25.1055 | 24.2206 | 24.0883 | 24.1913 | 24.3078 | 24.4806 | 25.0392 | 25.4306 | 26.3756 | 27.1281 | 28.0209 | 28.7354 | 29.5703 | 30.321 | 31.1307 | 32.0942 | 33.1112 | 33.9861 | 35.2286 | 36.3204 | 37.2398 | 38.4778 | 40.1941 | 41.119 | 42.0285 | 43.1662 | 0.019552
PRC000:nom_I_ResidualFu | Residual Fuel Oil | 7.8347 | 9.0291 | 9.7454 | 11.1762 | 12.7266 | 14.3964 | 16.2236 | 16.6708 | 17.0132 | 17.746 | 18.2976 | 18.9104 | 19.4096 | 19.9225 | 20.5076 | 20.993 | 21.5359 | 22.0613 | 22.8721 | 23.3837 | 23.6518 | 24.2493 | 25.1955 | 26.5251 | 27.1686 | 27.8954 | 29.0447 | 0.051687
PRC000:nom_I_NaturalGas | Natural Gas 2/ | 3.3335 | 4.1031 | 4.0553 | 3.988 | 4.1377 | 4.3682 | 4.6325 | 4.8888 | 5.5061 | 6.0406 | 6.4143 | 6.6465 | 6.7565 | 6.7975 | 6.8224 | 6.8666 | 7.032 | 7.308 | 7.5798 | 7.8884 | 8.1361 | 8.3847 | 8.684 | 8.8971 | 9.0349 | 9.1525 | 9.2777 | 0.040155
PRC000:nom_I_Metallurgi | Metallurgical Coal | 7.7671 | 7.8008 | 7.8738 | 7.9622 | 8.0806 | 8.2157 | 8.3663 | 8.5419 | 8.746 | 8.933 | 9.0886 | 9.3136 | 9.5062 | 9.7014 | 9.8994 | 10.0744 | 10.2845 | 10.4674 | 10.6922 | 10.9206 | 11.1704 | 11.4423 | 11.7057 | 11.9678 | 12.235 | 12.5129 | 12.784 | 0.01935
PRC000:nom_I_SteamCoal | Other Industrial Coal | 3.5721 | 3.6821 | 3.7554 | 3.797 | 3.8424 | 3.8898 | 3.9354 | 4.0007 | 4.0261 | 4.1 | 4.1777 | 4.236 | 4.3298 | 4.4287 | 4.5346 | 4.6107 | 4.7014 | 4.8056 | 4.9081 | 5.0269 | 5.146 | 5.2663 | 5.406 | 5.5362 | 5.6644 | 5.7906 | 5.9316 | 0.019697
PRC000:nom_I_H2 | Hydrogen | 9.5871 | 10.7331 | 10.863 | 10.9353 | 11.287 | 11.7082 | 12.1836 | 12.6796 | 13.2834 | 14.1458 | 14.8309 | 15.3696 | 15.649 | 15.8341 | 16.3389 | 16.7986 | 17.1282 | 17.253 | 17.711 | 18.243 | 18.7352 | 19.0057 | 19.5671 | 20.0094 | 20.3225 | 20.6358 | 21.0436 | 0.030699
PRC000:nom_I_Electricit | Electricity | 26.4883 | 26.566 | 24.5266 | 23.4021 | 23.6696 | 24.4604 | 25.288 | 26.4065 | 27.4529 | 28.8266 | 29.5361 | 30.0514 | 30.1948 | 30.3954 | 30.7506 | 31.098 | 31.7257 | 32.5718 | 33.5118 | 34.4576 | 35.4522 | 36.6944 | 38.0229 | 39.0996 | 40.1322 | 41.1501 | 41.8827 | 0.017778
Transportation
PRC000:nom_T_LiquefiedP | Propane | 17.5893 | 18.1073 | 19.2211 | 19.3038 | 19.7854 | 20.4406 | 21.2534 | 22.0918 | 23.3933 | 24.8855 | 26.06 | 26.9082 | 27.5412 | 28.128 | 28.6469 | 29.2064 | 29.9437 | 30.8081 | 31.6296 | 32.84 | 33.8021 | 34.7954 | 35.8714 | 37.322 | 38.3684 | 39.3829 | 40.3481 | 0.032448
PRC000:nom_T_Ethan(E85) | E85 3/ | 28.8237 | 29.5319 | 31.3406 | 31.4561 | 31.497 | 31.0118 | 31.5749 | 32.3728 | 32.8127 | 33.2267 | 34.0356 | 34.4739 | 35.1972 | 35.7787 | 35.9269 | 36.5218 | 37.1985 | 37.2259 | 37.6321 | 38.4769 | 37.5196 | 38.4643 | 38.5759 | 40.0849 | 41.1658 | 42.2327 | 43.5372 | 0.015989
PRC000:nom_T_MotorGasol | Motor Gasoline 4/ | 28.6798 | 27.6504 | 26.3805 | 26.3076 | 26.5224 | 26.6727 | 27.1994 | 27.7845 | 28.177 | 28.6371 | 29.3352 | 29.7078 | 30.3208 | 30.8104 | 30.9624 | 31.4385 | 31.9835 | 32.04 | 32.3859 | 33.1228 | 32.338 | 33.1312 | 33.2212 | 34.495 | 35.4227 | 36.3301 | 37.4353 | 0.0103
PRC000:nom_T_JetFuel | Jet Fuel 5/ | 17.6389 | 16.7314 | 16.7163 | 17.4232 | 18.3893 | 19.3896 | 20.4633 | 21.0172 | 21.341 | 22.1784 | 22.8621 | 23.6025 | 24.1951 | 24.9324 | 25.7376 | 26.4288 | 27.2783 | 28.2945 | 29.0934 | 30.2806 | 31.4006 | 32.2663 | 33.4487 | 35.2005 | 36.0454 | 36.9367 | 37.9811 | 0.029939
PRC000:nom_T_Distillate | Diesel Fuel (distillate fuel oil) 6/ | 27.2836 | 26.1162 | 25.8758 | 26.3311 | 27.0806 | 27.8472 | 28.7081 | 29.3698 | 29.8266 | 30.9052 | 31.7773 | 32.81 | 33.6323 | 34.5869 | 35.4094 | 36.3377 | 37.3924 | 38.4821 | 39.4468 | 40.8651 | 42.1117 | 43.2006 | 44.5537 | 46.5674 | 47.7067 | 48.7327 | 49.9214 | 0.023509
PRC000:nom_T_ResidualFu | Residual Fuel Oil | 13.4013 | 12.0868 | 13.0797 | 13.2226 | 13.4013 | 13.6212 | 13.9054 | 14.2694 | 14.5284 | 15.0785 | 15.5256 | 16.027 | 16.413 | 16.8366 | 17.3135 | 17.716 | 18.1826 | 18.6659 | 19.2851 | 19.7697 | 20.0844 | 20.424 | 21.138 | 22.1931 | 22.7692 | 23.3673 | 24.2793 | 0.02312
PRC000:nom_T_NaturalGas | Natural Gas 7/ | 14.507 | 15.3794 | 15.5479 | 15.6693 | 16.0102 | 16.4312 | 16.8502 | 17.3018 | 18.0829 | 18.7562 | 19.2798 | 19.6758 | 19.94 | 20.1407 | 20.3289 | 20.5312 | 20.8468 | 21.2992 | 21.7541 | 22.2577 | 22.6904 | 23.1666 | 23.7006 | 24.1213 | 24.4697 | 24.8142 | 25.1425 | 0.021376
PRC000:nom_T_H2 | Hydrogen | 60.5209 | 61.9021 | 62.7955 | 63.7018 | 65.0101 | 66.3627 | 67.8377 | 70.1284 | 71.818 | 73.9716 | 75.9822 | 77.8482 | 79.399 | 80.8895 | 82.7904 | 84.7027 | 86.4478 | 87.9867 | 89.9647 | 92.0826 | 94.1926 | 96.058 | 98.5946 | 100.8517 | 102.7076 | 104.8863 | 107.1686 | 0.022221
PRC000:nom_T_Electricit | Electricity | 42.5935 | 43.228 | 41.2735 | 38.5008 | 39.3012 | 40.2096 | 41.3208 | 42.9689 | 44.221 | 46.3345 | 47.4808 | 48.4409 | 48.9583 | 50.0092 | 50.6499 | 51.0104 | 51.8054 | 53.1372 | 54.7152 | 56.1885 | 57.6386 | 59.207 | 60.9618 | 62.5165 | 64.1382 | 65.8406 | 67.3376 | 0.017772
Electric Power 9/
PRC000:nom_E_Distillate | Distillate Fuel Oil | 26.1373 | 25.1334 | 24.2624 | 24.17 | 24.2021 | 24.3695 | 24.6927 | 25.1228 | 26.3184 | 27.2748 | 28.0401 | 28.8423 | 29.4691 | 30.2421 | 31.0807 | 31.8829 | 32.7507 | 33.7915 | 34.6487 | 35.9136 | 36.9011 | 37.853 | 39.2006 | 41.0143 | 41.9637 | 42.9696 | 44.0808 | 0.020306
PRC000:nom_E_ResidualFu | Residual Fuel Oil | 17.3945 | 13.9629 | 14.1082 | 15.0524 | 16.1236 | 17.1669 | 18.3228 | 18.8448 | 19.1458 | 19.8479 | 20.4574 | 21.1441 | 21.6564 | 22.2204 | 22.8454 | 23.342 | 23.9805 | 24.5747 | 25.0846 | 25.6019 | 25.7531 | 25.6319 | 26.5415 | 27.8679 | 28.6522 | 29.4309 | 30.5738 | 0.021929
PRC000:nom_E_NaturalGas | Natural Gas | 2.7239 | 3.2217 | 3.19 | 3.1813 | 3.3007 | 3.5716 | 3.8244 | 4.0385 | 4.6963 | 5.1322 | 5.4227 | 5.6003 | 5.6939 | 5.6955 | 5.7208 | 5.7586 | 5.918 | 6.1688 | 6.4276 | 6.6951 | 6.8784 | 7.0226 | 7.2371 | 7.4138 | 7.5131 | 7.5743 | 7.6378 | 0.040452
PRC000:nom_E_SteamCoal | Steam Coal | 2.4894 | 2.4794 | 2.4657 | 2.4577 | 2.4027 | 2.4141 | 2.4953 | 2.5 | 2.2972 | 2.3249 | 2.3851 | 2.4277 | 2.4916 | 2.5061 | 2.5729 | 2.7795 | 2.8352 | 2.8955 | 2.9604 | 3.0355 | 3.0688 | 3.1508 | 2.9427 | 3.7667 | 3.8571 | 3.9425 | 4.0436 | 0.018833
PRC000:nom_E_uranium | Uranium | 0.75333 | 0.76872 | 0.78162 | 0.79458 | 0.80951 | 0.82379 | 0.83911 | 0.85627 | 0.87429 | 0.89324 | 0.91293 | 0.93264 | 0.95184 | 0.97155 | 0.99154 | 1.0117 | 1.0329 | 1.0549 | 1.0778 | 1.1017 | 1.1261 | 1.1514 | 1.1774 | 1.2041 | 1.2315 | 1.2592 | 1.2872 | 0.02082
PRC000:nom_E_H2 | Hydrogen | 9.5871 | 10.7331 | 10.863 | 10.9353 | 11.287 | 11.7082 | 12.1836 | 12.6796 | 13.2834 | 14.1458 | 14.8309 | 15.3696 | 15.649 | 15.8341 | 16.3389 | 16.7986 | 17.1282 | 17.253 | 17.711 | 18.243 | 18.7352 | 19.0057 | 19.5671 | 20.0094 | 20.3225 | 20.6358 | 21.0436 | 0.030699
Average Price to All Users 10/
PRC000:nom_Avg_Liquefie | Propane | 23.1093 | 23.3996 | 23.2651 | 23.4017 | 23.8523 | 24.5047 | 25.3859 | 26.3752 | 27.8275 | 29.6176 | 31.213 | 32.469 | 33.4197 | 34.2333 | 34.9183 | 35.5944 | 36.4377 | 37.441 | 38.4379 | 39.8314 | 41.0614 | 42.3065 | 43.6324 | 45.3511 | 46.7463 | 48.0558 | 49.2832 | 0.029557
PRC000:nom_Avg_E85_E85 | E85 3/ | 28.8237 | 29.5319 | 31.3406 | 31.4561 | 31.497 | 31.0118 | 31.5749 | 32.3728 | 32.8127 | 33.2267 | 34.0356 | 34.4739 | 35.1972 | 35.7787 | 35.9269 | 36.5218 | 37.1985 | 37.2259 | 37.6321 | 38.4769 | 37.5196 | 38.4643 | 38.5759 | 40.0849 | 41.1658 | 42.2327 | 43.5372 | 0.015989
PRC000:nom_Avg_MotorGas | Motor Gasoline 4/ | 28.6842 | 27.6821 | 26.4252 | 26.3558 | 26.5675 | 26.7093 | 27.2241 | 27.8121 | 28.2076 | 28.6713 | 29.3736 | 29.7505 | 30.3685 | 30.8628 | 31.0207 | 31.4986 | 32.0456 | 32.1094 | 32.4616 | 33.2052 | 32.4266 | 33.2258 | 33.3223 | 34.6033 | 35.5387 | 36.4528 | 37.5652 | 0.010428
PRC000:nom_Avg_JetFuel | Jet Fuel 5/ | 17.6389 | 16.7314 | 16.7163 | 17.4232 | 18.3893 | 19.3896 | 20.4633 | 21.0172 | 21.341 | 22.1784 | 22.8621 | 23.6025 | 24.1951 | 24.9324 | 25.7376 | 26.4288 | 27.2783 | 28.2945 | 29.0934 | 30.2806 | 31.4006 | 32.2663 | 33.4487 | 35.2005 | 36.0454 | 36.9367 | 37.9811 | 0.029939
PRC000:nom_Avg_Distilla | Distillate Fuel Oil | 27.0124 | 25.8829 | 25.5272 | 25.9296 | 26.5983 | 27.2824 | 28.0416 | 28.661 | 29.1342 | 30.1361 | 30.9558 | 31.9217 | 32.7166 | 33.6272 | 34.4268 | 35.3084 | 36.3568 | 37.4383 | 38.3974 | 39.7196 | 40.8949 | 41.9003 | 43.2302 | 45.0392 | 46.0598 | 47.0501 | 48.295 | 0.022599
PRC000:nom_Avg_Residual | Residual Fuel Oil | 13.2916 | 12.017 | 12.9288 | 13.2147 | 13.5332 | 13.8915 | 14.3128 | 14.6844 | 14.9484 | 15.5161 | 15.9758 | 16.492 | 16.8841 | 17.3114 | 17.7934 | 18.1957 | 18.6657 | 19.1303 | 19.725 | 20.1825 | 20.4583 | 20.7652 | 21.4931 | 22.5664 | 23.1494 | 23.7559 | 24.6826 | 0.024092
PRC000:nom_Avg_NaturalG | Natural Gas | 5.3589 | 5.751 | 5.818 | 5.7399 | 5.87 | 6.1092 | 6.3434 | 6.6533 | 7.1916 | 7.7971 | 8.2604 | 8.5873 | 8.8057 | 8.989 | 9.1349 | 9.2718 | 9.4732 | 9.772 | 10.1021 | 10.4366 | 10.7106 | 10.9938 | 11.3389 | 11.6157 | 11.8055 | 11.9945 | 12.1876 | 0.032107
PRC000:nom_Avg_Metallug | Metallurgical Coal | 7.7671 | 7.8008 | 7.8738 | 7.9622 | 8.0806 | 8.2157 | 8.3663 | 8.5419 | 8.746 | 8.933 | 9.0886 | 9.3136 | 9.5062 | 9.7014 | 9.8994 | 10.0744 | 10.2845 | 10.4674 | 10.6922 | 10.9206 | 11.1704 | 11.4423 | 11.7057 | 11.9678 | 12.235 | 12.5129 | 12.784 | 0.01935
PRC000:nom_Avg_Coal | Other Coal | 2.5446 | 2.5426 | 2.5453 | 2.5577 | 2.5165 | 2.5409 | 2.6445 | 2.6706 | 3.0003 | 3.0554 | 3.1557 | 3.2219 | 3.3355 | 3.4365 | 3.5641 | 3.9995 | 4.0728 | 4.1572 | 4.2492 | 4.3478 | 4.564 | 4.6983 | 5.1531 | 5.4012 | 5.5239 | 5.6439 | 5.7785 | 0.032047
PRC000:nom_Avg_H2 | Hydrogen | 9.6267 | 10.876 | 11.1748 | 11.5095 | 12.2642 | 13.1674 | 14.1916 | 15.9356 | 19.1608 | 22.3434 | 25.0717 | 27.4559 | 29.4256 | 31.2022 | 33.2237 | 35.137 | 36.864 | 38.301 | 40.0316 | 41.7632 | 43.4041 | 44.7931 | 46.5472 | 48.0819 | 49.3415 | 50.7141 | 52.1483 | 0.067141
PRC000:nom_Avg_Electric | Electricity | 38.092 | 38.1196 | 36.2175 | 34.7937 | 35.3124 | 36.3313 | 37.3766 | 38.7733 | 39.9313 | 41.6414 | 42.6479 | 43.4301 | 43.8386 | 44.3759 | 44.9738 | 45.4682 | 46.337 | 47.5285 | 48.8653 | 50.2404 | 51.6921 | 53.3698 | 55.1849 | 56.7642 | 58.2565 | 59.7288 | 60.9423 | 0.018238
Non-Renewable Energy Expenditures by Sector
(billion nominal dollars)
PRC000:nom_Residential | Residential | 321.8585 | 323.1406 | 317.4037 | 312.6863 | 319.4537 | 329.0114 | 338.6583 | 351.5735 | 365.4732 | 383.8121 | 398.3386 | 411.7 | 422.7701 | 434.6238 | 446.6242 | 458.2393 | 472.7227 | 489.912 | 507.9677 | 526.6363 | 545.3959 | 565.8982 | 587.7627 | 608.3968 | 628.1505 | 648.3044 | 667.0283 | 0.028424
PRC000:nom_Commercial | Commercial | 241.1203 | 242.326 | 233.0162 | 228.2465 | 234.4523 | 244.7444 | 255.1535 | 268.3434 | 281.9301 | 299.446 | 313.3419 | 326.1966 | 337.0958 | 348.8526 | 360.5555 | 371.807 | 385.8642 | 402.4891 | 420.1213 | 438.5558 | 456.4768 | 477.0583 | 498.709 | 520.0067 | 540.3577 | 561.2887 | 581.4473 | 0.034434
PRC000:nom_Industrial | Industrial 1/ | 225.5112 | 234.2503 | 233.6799 | 231.047 | 236.4859 | 245.7986 | 257.1158 | 270.2676 | 288.7181 | 309.5427 | 326.2255 | 339.7196 | 349.38 | 358.0048 | 367.411 | 378.1609 | 391.9987 | 407.5428 | 423.848 | 442.4753 | 458.4216 | 476.6089 | 495.0808 | 517.0751 | 535.6297 | 554.9954 | 573.1368 | 0.036526
PRC000:nom_TransNonRenw | Transportation | 714.8423 | 690.2378 | 666.3441 | 665.632 | 670.0192 | 671.6685 | 676.654 | 677.7119 | 669.4434 | 667.0768 | 666.6315 | 662.7352 | 659.6196 | 656.4232 | 650.2582 | 648.2252 | 649.9282 | 647.8708 | 648.1204 | 657.3226 | 650.9581 | 659.8499 | 665.5385 | 688.7075 | 700.1604 | 714.0491 | 733.0757 | 0.0009692
PRC000:nom_TotalNon-Ren | Total Non-Renewable Expenditures | 1503.3323 | 1489.9548 | 1450.4438 | 1437.6118 | 1460.411 | 1491.223 | 1527.5815 | 1567.8965 | 1605.5651 | 1659.8776 | 1704.5376 | 1740.3516 | 1768.8656 | 1797.9045 | 1824.8489 | 1856.4323 | 1900.5139 | 1947.8148 | 2000.0575 | 2064.99 | 2111.2522 | 2179.4153 | 2247.0911 | 2334.186 | 2404.2983 | 2478.6377 | 2554.688 | 0.020603
PRC000:nom_TransRenewEx | Transportation Renewable Expenditures | 0.10786 | 0.10231 | 0.096088 | 0.091186 | 0.088622 | 0.090406 | 0.087365 | 0.082754 | 0.077957 | 0.074036 | 0.071753 | 0.068344 | 0.06539 | 0.06298 | 0.059894 | 0.058141 | 0.057676 | 0.05677 | 0.056199 | 0.056859 | 0.056356 | 0.056085 | 0.056169 | 0.05947 | 0.061023 | 0.062645 | 0.0642 | -0.019757
PRC000:nom_TotalExpendi | Total Expenditures | 1503.4402 | 1490.057 | 1450.54 | 1437.7029 | 1460.4998 | 1491.3134 | 1527.6688 | 1567.9791 | 1605.6432 | 1659.9518 | 1704.6094 | 1740.4198 | 1768.9309 | 1797.9677 | 1824.9087 | 1856.4905 | 1900.5715 | 1947.8716 | 2000.1135 | 2065.0469 | 2111.3086 | 2179.4712 | 2247.147 | 2334.2454 | 2404.3591 | 2478.7002 | 2554.7522 | 0.020602
Data source: 2024: U.S. Energy Information Administration (EIA), Short-Term Energy Outlook, December 2024 and EIA, AEO2025
National Energy Modeling System run ref2025.d032025a. Projections: EIA, AEO2025 National Energy Modeling System run ref2025.d032025a.
1/ Includes energy for combined-heat-and-power plants that have a non-regulatory status and small on-site generating systems.
2/ Excludes use for lease and plant fuel and fuel used for liquefaction in export facilities.
3/ E85 refers to a high-level ethanol-gasoline blend containing 51% to 83% ethanol, depending on geography and season. To address cold
starting issues, the percentage of ethanol varies seasonally. The annual average ethanol content of 74% is used for these projections.
4/ Sales weighted-average price for all grades. Includes federal, state, and local taxes.
5/ Kerosene-type jet fuel. Includes federal and state taxes while excluding county and local taxes.
6/ Diesel fuel for on-road use. Includes federal and state taxes while excluding county and local taxes.
7/ Natural gas used as fuel in motor vehicles, trains, and ships. Price includes estimated motor vehicle fuel taxes
and estimated dispensing costs or charges.
8/ Represents electricity purchased for passenger rail; electricity purchased for electric vehicle charging reflected in prices at location of charging.
9/ Includes electricity-only and combined-heat-and-power plants that have a regulatory status.
10/ Weighted averages of end-use fuel prices are derived from the prices shown in each sector and the corresponding sectoral consumption.
Btu = British thermal unit
- - = Not applicable

## AEO 2025 NG Prices (hidden)
ref2025.d032025a
|  | Report | Annual Energy Outlook 2025
|  | Scenario | ref2025 |  | Reference
|  | Datekey | d032025a
|  | Release Date |  | April 2025
13. Natural Gas Supply, Disposition, and Prices
(trillion cubic feet, unless otherwise noted)
Avg Annual Change
| Supply, Disposition, and Prices | 2024 | 2025 | 2026 | 2027 | 2028 | 2029 | 2030 | 2031 | 2032 | 2033 | 2034 | 2035 | 2036 | 2037 | 2038 | 2039 | 2040 | 2041 | 2042 | 2043 | 2044 | 2045 | 2046 | 2047 | 2048 | 2049 | 2050 | 2024-2050
Production
NGS000:ba_DryGasProduct | Dry Gas Production 1/ | 38.3956 | 38.5228 | 38.9351 | 39.0899 | 40.2168 | 40.8838 | 41.4442 | 41.5016 | 43.4378 | 43.2266 | 42.8316 | 42.3476 | 41.9365 | 41.3046 | 40.9406 | 40.851 | 41.1927 | 41.6008 | 41.8235 | 41.9286 | 41.8406 | 41.7229 | 41.9157 | 41.9209 | 42.0399 | 42.0716 | 42.0371 | 0.0034911
NGS000:ba_SupplementalN | Supplemental Natural Gas 2/ | 0.1159 | 0.1038 | 0.098233 | 0.092666 | 0.087099 | 0.081532 | 0.075964 | 0.075964 | 0.075964 | 0.075964 | 0.075964 | 0.075964 | 0.075964 | 0.075964 | 0.075964 | 0.075964 | 0.075964 | 0.075964 | 0.075964 | 0.075964 | 0.075964 | 0.075964 | 0.075964 | 0.075964 | 0.075964 | 0.075964 | 0.075964 | -0.016117
NGS000:ba_RngProd | Renewable Natural Gas 3/ | 0.09652 | 0.10465 | 0.10465 | 0.11484 | 0.11484 | 0.11484 | 0.11484 | 0.11484 | 0.11484 | 0.11484 | 0.11484 | 0.11484 | 0.11484 | 0.11484 | 0.11484 | 0.11484 | 0.11484 | 0.11484 | 0.11484 | 0.11484 | 0.11484 | 0.11484 | 0.11484 | 0.11484 | 0.11484 | 0.11484 | 0.11624 | 0.0071753
NGS000:ca_NetImports | Net Imports | -4.7341 | -5.6535 | -6.6485 | -6.3427 | -7.4207 | -7.9854 | -8.5541 | -8.9006 | -9.549 | -10.2572 | -10.7136 | -10.8464 | -10.9855 | -11.1047 | -11.1475 | -11.1778 | -11.3442 | -11.5519 | -11.5828 | -11.5071 | -11.469 | -11.505 | -11.6742 | -11.7624 | -11.8087 | -11.7901 | -11.7724 | 0.035658
NGS000:ca_PipelineImp | Pipeline 4/ | -0.36857 | -0.66488 | -1.3369 | -1.0239 | -1.0733 | -0.91813 | -0.73848 | -0.78201 | -0.81131 | -1.0385 | -1.295 | -1.3277 | -1.3478 | -1.3861 | -1.4289 | -1.4592 | -1.6065 | -1.8332 | -1.8642 | -1.8011 | -1.7606 | -1.8514 | -2.0732 | -2.0991 | -2.0914 | -2.0715 | -2.0538 | 0.068301
NGS000:ca_LiquefiedNatu | Liquefied Natural Gas | -4.3656 | -4.9887 | -5.3115 | -5.3188 | -6.3474 | -7.0672 | -7.8156 | -8.1186 | -8.7377 | -9.2186 | -9.4186 | -9.5186 | -9.6377 | -9.7186 | -9.7186 | -9.7186 | -9.7377 | -9.7186 | -9.7186 | -9.7061 | -9.7084 | -9.6536 | -9.601 | -9.6633 | -9.7173 | -9.7186 | -9.7186 | 0.031259
NGS000:da_TotalSupply | Total Supply | 33.7774 | 32.973 | 32.3849 | 32.8398 | 32.8832 | 32.98 | 32.9661 | 32.6769 | 33.9648 | 33.0454 | 32.1939 | 31.5772 | 31.027 | 30.2758 | 29.869 | 29.7491 | 29.9245 | 30.1249 | 30.3166 | 30.4975 | 30.4475 | 30.2939 | 30.3175 | 30.2345 | 30.3071 | 30.3574 | 30.3407 | -0.0041185
NGS000:ea_Total | Consumption by Sector | 33.0679 | 32.7472 | 32.1259 | 32.5419 | 32.5367 | 32.5927 | 32.6974 | 32.3731 | 33.707 | 32.8037 | 31.9301 | 31.3074 | 30.7672 | 29.9577 | 29.4981 | 29.2902 | 29.4474 | 29.6872 | 29.7053 | 29.8422 | 29.946 | 29.9889 | 29.9943 | 29.9984 | 30.1223 | 30.1605 | 30.1633 | -0.0035298
NGS000:ea_Residential | Residential | 4.4349 | 4.7823 | 4.8143 | 4.8346 | 4.8457 | 4.8333 | 4.8139 | 4.7832 | 4.7383 | 4.6991 | 4.6604 | 4.6314 | 4.6087 | 4.5904 | 4.5745 | 4.5581 | 4.5391 | 4.5146 | 4.4878 | 4.4595 | 4.4324 | 4.4066 | 4.381 | 4.3567 | 4.3349 | 4.3154 | 4.2972 | -0.0012125
NGS000:ea_Commercial | Commercial | 3.3013 | 3.4779 | 3.5098 | 3.518 | 3.5113 | 3.512 | 3.5067 | 3.5044 | 3.4926 | 3.4776 | 3.4666 | 3.4653 | 3.4725 | 3.4853 | 3.5014 | 3.5176 | 3.531 | 3.539 | 3.5438 | 3.5467 | 3.5522 | 3.5579 | 3.5627 | 3.5702 | 3.581 | 3.594 | 3.6083 | 0.0034267
NGS000:Total_industrial | Industrial 5/ | 10.5135 | 10.4708 | 10.3957 | 10.4547 | 10.5047 | 10.5699 | 10.648 | 10.7356 | 10.8969 | 10.9637 | 11.0231 | 11.0652 | 11.1001 | 11.1438 | 11.2254 | 11.3156 | 11.4062 | 11.4698 | 11.5404 | 11.6081 | 11.6725 | 11.7299 | 11.7737 | 11.8251 | 11.9079 | 11.9877 | 12.0568 | 0.0052819
NGS000:ea_Industrial | Other Industrial 5/ 6/ | 7.6673 | 7.605 | 7.4058 | 7.4457 | 7.4491 | 7.484 | 7.5393 | 7.597 | 7.6332 | 7.6291 | 7.6223 | 7.6232 | 7.6206 | 7.6356 | 7.6847 | 7.7432 | 7.79 | 7.8137 | 7.8427 | 7.8759 | 7.9082 | 7.9367 | 7.9509 | 7.9831 | 8.0412 | 8.1031 | 8.159 | 0.0023935
NGS000:ea_LeaseandPlant | Lease and Plant Fuel 7/ | 1.9742 | 1.979 | 2.0774 | 2.0833 | 2.1248 | 2.1405 | 2.1415 | 2.1342 | 2.1875 | 2.1897 | 2.1917 | 2.181 | 2.1713 | 2.1504 | 2.1373 | 2.1266 | 2.1307 | 2.1326 | 2.1395 | 2.1393 | 2.1358 | 2.1292 | 2.1287 | 2.1296 | 2.1346 | 2.1296 | 2.1222 | 0.0027846
NGS000:fa_Gas2LiqLiqPrd | Hydrogen Production Natural Gas Feedstock 8/ | 0.87195 | 0.88678 | 0.91246 | 0.92563 | 0.93085 | 0.94542 | 0.96718 | 1.0045 | 1.0762 | 1.1449 | 1.2091 | 1.2611 | 1.3082 | 1.3578 | 1.4034 | 1.4458 | 1.4855 | 1.5235 | 1.5582 | 1.593 | 1.6285 | 1.664 | 1.694 | 1.7124 | 1.732 | 1.7551 | 1.7755 | 0.027728
NGS000:Total_transport | Transportation | 1.3327 | 1.3391 | 1.3639 | 1.34 | 1.3874 | 1.4134 | 1.4357 | 1.4491 | 1.5118 | 1.5419 | 1.5504 | 1.561 | 1.574 | 1.5793 | 1.5857 | 1.5995 | 1.6164 | 1.6298 | 1.6482 | 1.6679 | 1.6863 | 1.6959 | 1.7123 | 1.7384 | 1.7662 | 1.7902 | 1.8145 | 0.011941
NGS000:ea_Transportatio | Motor Vehicles, Trains, and Ships | 0.085416 | 0.092881 | 0.098722 | 0.1032 | 0.10667 | 0.10971 | 0.11186 | 0.1132 | 0.11308 | 0.11258 | 0.11264 | 0.11323 | 0.11458 | 0.1166 | 0.11995 | 0.12487 | 0.13154 | 0.13911 | 0.14786 | 0.15732 | 0.16698 | 0.17734 | 0.18813 | 0.19938 | 0.21165 | 0.22492 | 0.23983 | 0.040506
NGS000:ea_PipelineFuel | Pipeline and Distribution Fuel | 0.89208 | 0.84042 | 0.83308 | 0.8039 | 0.7643 | 0.72878 | 0.68814 | 0.67566 | 0.6883 | 0.67999 | 0.67225 | 0.67417 | 0.67612 | 0.67289 | 0.67588 | 0.68478 | 0.69351 | 0.70086 | 0.7105 | 0.7218 | 0.73033 | 0.73399 | 0.74385 | 0.75363 | 0.76486 | 0.77541 | 0.78486 | -0.0049129
NGS000:ea_liquefactexp | Fuel Used to Liquefy Gas for Export 9/ | 0.3552 | 0.4058 | 0.43214 | 0.43291 | 0.51641 | 0.57489 | 0.63569 | 0.66024 | 0.71038 | 0.74934 | 0.76554 | 0.77364 | 0.78328 | 0.78984 | 0.78984 | 0.78984 | 0.79138 | 0.78984 | 0.78984 | 0.78882 | 0.78901 | 0.78457 | 0.78031 | 0.78535 | 0.78973 | 0.78984 | 0.78984 | 0.031213
NGS000:ea_ElectricPower | Electric Power 10/ | 13.4855 | 12.6771 | 12.0421 | 12.3946 | 12.2877 | 12.264 | 12.2931 | 11.9008 | 13.0674 | 12.1214 | 11.2295 | 10.5845 | 10.012 | 9.1589 | 8.6111 | 8.2995 | 8.3547 | 8.534 | 8.485 | 8.56 | 8.6026 | 8.5986 | 8.5646 | 8.5081 | 8.5323 | 8.4732 | 8.3865 | -0.018103
NGS000:ga_Discrepancy | Discrepancy 11/ | 0.70949 | 0.22585 | 0.25901 | 0.29797 | 0.34649 | 0.38734 | 0.26868 | 0.3038 | 0.25778 | 0.24172 | 0.26376 | 0.2698 | 0.25981 | 0.31814 | 0.37098 | 0.45887 | 0.47713 | 0.43768 | 0.61135 | 0.65532 | 0.5015 | 0.30494 | 0.32313 | 0.23603 | 0.18478 | 0.19693 | 0.17733 | -0.051931
Natural Gas Prices
Natural Gas Spot Price at Henry Hub
NGS000:ia_HenryHub | (2024 dollars per MMBtu) | 2.1916 | 2.8792 | 2.7372 | 2.6182 | 2.7281 | 2.8925 | 3.0797 | 3.2262 | 3.7031 | 4.1024 | 4.3362 | 4.4268 | 4.4238 | 4.3715 | 4.3085 | 4.244 | 4.268 | 4.3447 | 4.4205 | 4.5552 | 4.6393 | 4.6966 | 4.7827 | 4.8314 | 4.828 | 4.8057 | 4.8029 | 0.030637
Delivered Prices
(2024 dollars per thousand cubic feet)
NGS000:ja_Residential | Residential | 14.4616 | 13.2415 | 12.9611 | 12.5274 | 12.2607 | 12.1424 | 12.0156 | 12.2079 | 12.6358 | 13.0319 | 13.2808 | 13.4129 | 13.4348 | 13.3971 | 13.3356 | 13.295 | 13.319 | 13.4436 | 13.553 | 13.6621 | 13.7249 | 13.8082 | 13.912 | 13.9435 | 13.9246 | 13.914 | 13.8872 | -0.0015576
NGS000:ja_Commercial | Commercial | 9.919 | 8.8482 | 8.9031 | 8.833 | 8.9046 | 9.0886 | 9.262 | 9.4 | 9.7494 | 10.0778 | 10.2647 | 10.3481 | 10.3348 | 10.2684 | 10.1789 | 10.1087 | 10.0993 | 10.1838 | 10.2555 | 10.3301 | 10.3618 | 10.413 | 10.4851 | 10.487 | 10.4432 | 10.4068 | 10.3541 | 0.0016525
NGS000:ja_Industrial | Industrial 12/ | 3.4601 | 4.1734 | 4.0563 | 3.9235 | 3.9954 | 4.1444 | 4.3146 | 4.4616 | 4.921 | 5.2836 | 5.489 | 5.567 | 5.5444 | 5.4644 | 5.3734 | 5.2997 | 5.3155 | 5.4086 | 5.4901 | 5.5892 | 5.6391 | 5.6831 | 5.7558 | 5.7656 | 5.7243 | 5.6708 | 5.6224 | 0.018847
NGS000:ja_Transportatio | Transportation 13/ | 15.0583 | 15.6429 | 15.5516 | 15.4162 | 15.4596 | 15.5896 | 15.6939 | 15.7899 | 16.1612 | 16.4059 | 16.4986 | 16.4802 | 16.3629 | 16.1908 | 16.0113 | 15.8461 | 15.7582 | 15.7635 | 15.7565 | 15.7701 | 15.7264 | 15.7022 | 15.7089 | 15.6313 | 15.5035 | 15.3746 | 15.2367 | 0.000453
NGS000:ja_ElectricPower | Electric Power 10/ | 2.8138 | 3.2611 | 3.1754 | 3.1148 | 3.1718 | 3.3723 | 3.5448 | 3.6678 | 4.177 | 4.4675 | 4.6181 | 4.6681 | 4.65 | 4.5564 | 4.4841 | 4.4231 | 4.4519 | 4.5436 | 4.6331 | 4.7208 | 4.7443 | 4.737 | 4.7737 | 4.7812 | 4.7372 | 4.6703 | 4.6063 | 0.019138
NGS000:ja_Average | Average 14/ | 5.5518 | 5.8382 | 5.8081 | 5.6363 | 5.6572 | 5.7851 | 5.8967 | 6.0602 | 6.415 | 6.8069 | 7.0552 | 7.1788 | 7.212 | 7.2122 | 7.1809 | 7.1422 | 7.147 | 7.2183 | 7.3029 | 7.3804 | 7.4091 | 7.4372 | 7.501 | 7.5128 | 7.4653 | 7.4173 | 7.3716 | 0.010964
Natural Gas Spot Price at Henry Hub
NGS000:nom_HenryHub | (nominal dollars per MMBtu) | 2.1916 | 2.9383 | 2.8406 | 2.7623 | 2.9326 | 3.1645 | 3.4322 | 3.6694 | 4.3009 | 4.8683 | 5.2598 | 5.486 | 5.5958 | 5.6446 | 5.6783 | 5.7078 | 5.8608 | 6.0936 | 6.335 | 6.6735 | 6.948 | 7.1925 | 7.49 | 7.7388 | 7.9098 | 8.0509 | 8.2266 | 0.052191
| (nominal dollars per therm) | 0.21916 | 0.29383 | 0.28406 | 0.27623 | 0.29326 | 0.31645 | 0.34322 | 0.36694 | 0.43009 | 0.48683 | 0.52598 | 0.5486 | 0.55958 | 0.56446 | 0.56783 | 0.57078 | 0.58608 | 0.60936 | 0.6335 | 0.66735 | 0.6948 | 0.71925 | 0.749 | 0.77388 | 0.79098 | 0.80509 | 0.82266
Delivered Prices
(nominal dollars per thousand cubic feet)
NGS000:nom_Residential | Residential | 14.4616 | 13.5132 | 13.4504 | 13.217 | 13.1798 | 13.2842 | 13.3912 | 13.8852 | 14.6755 | 15.465 | 16.1093 | 16.6223 | 16.9939 | 17.2988 | 17.5751 | 17.8804 | 18.2896 | 18.8549 | 19.423 | 20.0153 | 20.5551 | 21.1463 | 21.7872 | 22.3345 | 22.8127 | 23.3102 | 23.7866 | 0.019324
NGS000:nom_Commercial | Commercial | 9.919 | 9.0297 | 9.2392 | 9.3192 | 9.5722 | 9.9433 | 10.3223 | 10.6914 | 11.3232 | 11.9594 | 12.4508 | 12.8241 | 13.0727 | 13.2588 | 13.4149 | 13.5952 | 13.8683 | 14.283 | 14.6973 | 15.1337 | 15.5183 | 15.9469 | 16.4204 | 16.7979 | 17.1093 | 17.4345 | 17.7348 | 0.022601
NGS000:nom_Industrial | Industrial 12/ | 3.4601 | 4.259 | 4.2094 | 4.1395 | 4.295 | 4.5342 | 4.8085 | 5.0746 | 5.7153 | 6.2701 | 6.658 | 6.8991 | 7.0133 | 7.0558 | 7.0816 | 7.1275 | 7.2992 | 7.5857 | 7.8678 | 8.1882 | 8.4453 | 8.7033 | 9.014 | 9.2352 | 9.3782 | 9.5003 | 9.6303 | 0.040155
NGS000:nom_Transportati | Transportation 13/ | 15.0583 | 15.9638 | 16.1387 | 16.2648 | 16.6186 | 17.0556 | 17.4905 | 17.9592 | 18.7701 | 19.4689 | 20.0124 | 20.4235 | 20.6978 | 20.9061 | 21.1014 | 21.3114 | 21.639 | 22.1086 | 22.5808 | 23.1035 | 23.5526 | 24.047 | 24.6012 | 25.0379 | 25.3996 | 25.7571 | 26.0979 | 0.021376
NGS000:nom_ElectricPowr | Electric Power 10/ | 2.8138 | 3.328 | 3.2953 | 3.2863 | 3.4096 | 3.6895 | 3.9506 | 4.1717 | 4.8513 | 5.3016 | 5.6016 | 5.7851 | 5.8818 | 5.8834 | 5.9096 | 5.9486 | 6.1133 | 6.3724 | 6.6397 | 6.916 | 7.1053 | 7.2544 | 7.4759 | 7.6585 | 7.761 | 7.8242 | 7.8899 | 0.040452
NGS000:nom_Average | Average 14/ | 5.5518 | 5.958 | 6.0274 | 5.9465 | 6.0813 | 6.3292 | 6.5718 | 6.8928 | 7.4505 | 8.0778 | 8.5578 | 8.8964 | 9.1227 | 9.3126 | 9.4638 | 9.6056 | 9.8142 | 10.1238 | 10.4658 | 10.8124 | 11.0961 | 11.3896 | 11.7471 | 12.0338 | 12.2305 | 12.4263 | 12.6264 | 0.032107
Data source: 2024: U.S. Energy Information Administration (EIA), Short-Term Energy Outlook, December 2024 and EIA, AEO2025
National Energy Modeling System run ref2025.d032025a. Projections: EIA, AEO2025 National Energy Modeling System run ref2025.d032025a.
Note: Totals may not equal sum of components due to independent rounding.
1/ Dry production minus extraction losses.
2/ Synthetic natural gas, propane air, coke oven gas, refinery gas, biomass gas, air injected for Btu stabilization, and manufactured
gas commingled and distributed with natural gas.
3/ Includes biogas that has been further processed into pipeline-quality gas and is fully interchangable with conventional
natural gas.
4/ Natural gas imported to and exported from Canada and Mexico.
5/ Includes energy for combined-heat-and-power plants that have a non-regulatory status and small on-site generating systems.
6/ Includes natural gas used for heat and power in production of hydrogen. Natural gas feedstock for hydrogen production is
not included here and is a separate volume given that is converted to hydrogen, which is included in the industrial sector
energy balance.
7/ Represents natural gas used in well, field, and lease operations and in natural gas processing plant machinery.
8/ Includes hydrogen gas used for feedstock in reformers to produce hydrogen gas. This includes feedstock attributed to the
industrial sector, specifically ammonia/fertilizer plants, and feedstock attributed to refineries for hydrogen production own use.
9/ Fuel used in facilities that liquefy natural gas for export.
10/ Includes consumption of energy by electricity-only and combined-heat-and-power plants that have a regulatory status.
11/ Balancing item. Natural gas lost as a result of converting flow data measured at varying temperatures and pressures to a
standard temperature and pressure and the merger of different data reporting systems, which vary in scope, format, definition, and
respondent type.
12/ Excludes use for lease and plant fuel and fuel for liquefaction in export facilities. Includes energy for combined heat and
power plants that have a non-regulatory status, and small on-site generating systems.
13/ Natural gas used as fuel in motor vehicles, trains, and ships. Price includes estimated motor vehicle fuel taxes
and estimated dispensing costs or charges.
14/ Weighted average prices. Weights used are the sectoral consumption values excluding lease, plant, pipeline and
distribution fuel, and fuel used for liquefaction in export facilities.
Btu = British thermal unit
- - = Not applicable